## Input
Electricity Settings | [5 empty] | *Select "File" -> "Download As" to download the tool as an EXCEL file
Electricity Tariff (R/kWh) | 1.2 | Set to the local R/kWh charge for electricity |  |  |  | Total Payback |  | 4
C02e Emissions kg per kWh | 1.03 | Set to most recent Eskom emissions figure |  |  |  | Capital Cost Yr 1 | 0 | 5550000
Annual Increase in Tariff (%) | 8% | Set to the expected % annual increase in R/kWh charge for electricity
Inflation
Inflation Rate (%) | 5% | Set to the expected % annual inflation
Old Technologies
| Old Technology | No of Units to be Replaced | Watts | Annual Operating Hours | Capital Cost (R/unit) | Installation Cost (R/unit) |  | Bulk Fixture Replacement Needed Every X Years?
Replacement One | Street Light - Mercury Vapor | 1000 | 100 | 4380 | 500 | 300 |  | 3 | Details of the old Technology that will be removed in Replacement One
Replacement Two | Street Light - High Pressure Sodium | 500 | 400 | 4380 | 600 | 500 |  | 3 | Details of the old Technology that will be removed in Replacement Two
Replacement Three | [8 empty] | Details of the old Technology that will be removed in Replacement Three
Replacement Four | [8 empty] | Details of the old Technology that will be removed in Replacement Four
Replacement Five | [8 empty] | Details of the old Technology that will be removed in Replacement Five
Replacement Six | [8 empty] | Details of the old Technology that will be removed in Replacement Six
Replacement Seven | [8 empty] | Details of the old Technology that will be removed in Replacement Seven
Replacement Eight | [8 empty] | Details of the old Technology that will be removed in Replacement Eight
Replacement Nine | [8 empty] | Details of the old Technology that will be removed in Replacement Nine
Replacement Ten | [8 empty] | Details of the old Technology that will be removed in Replacement Ten
Example | Metal Halide | 100 | 150 | 12 hours * 365 days = 4380 | 500 | 300 |  | 2
New Technologies
| New Technology | No of Units to be Installed | Watts | Annual Operating Hours | Current Fixture Cost (R/unit) | Installation Cost (R/unit) |  | Bulk Fixture Replacement Needed Every X Years?
Replacement One | LED | 1000 | 75 | 4380 | 3000 | 300 |  | 10 | Details of the new Technology that will be installed in Replacement One
Replacement Two | LED | 500 | 150 | 4380 | 4000 | 500 |  | 10 | Details of the new Technology that will be installed in Replacement Two
Replacement Three | [8 empty] | Details of the new Technology that will be installed in Replacement Three
Replacement Four | [8 empty] | Details of the new Technology that will be installed in Replacement Four
Replacement Five | [8 empty] | Details of the new Technology that will be installed in Replacement Five
Replacement Six | [8 empty] | Details of the new Technology that will be installed in Replacement Six
Replacement Seven | [8 empty] | Details of the new Technology that will be installed in Replacement Seven
Replacement Eight | [8 empty] | Details of the new Technology that will be installed in Replacement Eight
Replacement Nine | [8 empty] | Details of the new Technology that will be installed in Replacement Nine
Replacement Ten | [8 empty] | Details of the new Technology that will be installed in Replacement Ten

## Output
| No of Fixtures Replaced | Payback Years | Expenditure (20 Years) | kWh Saved (20 Years) | Old Baseline Annual kWh Use | New Baseline Annual kWh Use | Old Baseline Annual C02e emissions (kg) | New Baseline Annual C02e emissions (kg) | Old Baseline Annual Energy Cost | New Baseline Annual Energy Cost
All Replacements | 1500 | 4 | 14590365.1786 | 13140000 | 1314000 | 657000 | 1353420 | 676710 | 1576800 | 788400
Replacement One: 1000 Street Light - Mercury Vapor with 1000 LED | 1000 | 7 | 8675352.2684 | 2190000 | 438000 | 328500 | 451140 | 338355 | 525600 | 394200
Replacement Two: 500 Street Light - High Pressure Sodium with 500 LED | 500 | 3 | 5915012.9102 | 10950000 | 876000 | 328500 | 902280 | 338355 | 1051200 | 394200
Replacement Three: with | 0 | 1 | 0 | 0 | 0 | 0 | 0 | 0 | 0 | 0
Replacement Four: with | 0 | 1 | 0 | 0 | 0 | 0 | 0 | 0 | 0 | 0
Replacement Five : with | 0 | 1 | 0 | 0 | 0 | 0 | 0 | 0 | 0 | 0
Replacement Six: with | 0 | 1 | 0 | 0 | 0 | 0 | 0 | 0 | 0 | 0
Replacement Seven: with | 0 | 1 | 0 | 0 | 0 | 0 | 0 | 0 | 0 | 0
Replacement Eight: with | 0 | 1 | 0 | 0 | 0 | 0 | 0 | 0 | 0 | 0
Replacement Nine: with | 0 | 1 | 0 | 0 | 0 | 0 | 0 | 0 | 0 | 0
Replacement Ten: with | 0 | 1 | 0 | 0 | 0 | 0 | 0 | 0 | 0 | 0

## Key
Technology Types
Street Light - Mercury Vapor
Street Light - Metal Halide
Street Light - High Pressure Sodium
Street Light - High Bay
LED
Fluorescent Lamp
Incandescent Lamp
CFL Lamp
T5 Tubes
T8 Tubes
T12 Tubes
Geyser
Server/Computer
Pump
Ozonator
Mixer
HVAC
Fan
Solar Water Geyer

## Calculations (hidden)
Summary Calculations
| Old Technology Costs |  |  |  | New Technology Costs |  |  |  | Savings |  |  |  |  | For Chart
Years | Replacement Costs | Annual kwH Usage | Annual Electricity Charge of Old Tech | Annual C02 emissions kgs | Replacement Costs | Annual kwH Usage | Annual Electricity Charge of New Tech | Annual C02 emissions kgs | Annual Savings Replacement Cost | Annual Savings Electricity | Total Annual Savings | Cumulative Savings | Annual C02 emissions savings kgs | PayBack Test | Years | Cumulative Savings
1 | 1350000 | 1314000 | 1576800 | 1353420 | 5550000 | 657000 | 788400 | 676710 | -4200000 | 788400 | -3411600 | -3411600 | 676710 | 0 | 1 | -3411600
2 | 0 | 1314000 | 1702944 | 1353420 | 0 | 657000 | 851472 | 676710 | 0 | 851472 | 851472 | -2560128 | 676710 | 0 | 2 | -2560128
3 | 0 | 1314000 | 1839179.52 | 1353420 | 0 | 657000 | 919589.76 | 676710 | 0 | 919589.76 | 919589.76 | -1640538.24 | 676710 | 0 | 3 | -1640538.24
4 | 1562793.75 | 1314000 | 1986313.8816 | 1353420 | 0 | 657000 | 993156.9408 | 676710 | 1562793.75 | 993156.9408 | 2555950.6908 | 915412.4508 | 676710 | 1 | 4 | 915412.4508
5 | 0 | 1314000 | 2145218.9921 | 1353420 | 0 | 657000 | 1072609.4961 | 676710 | 0 | 1072609.4961 | 1072609.4961 | 1988021.9469 | 676710 | -1 | 5 | 1988021.9469
6 | 0 | 1314000 | 2316836.5115 | 1353420 | 0 | 657000 | 1158418.2557 | 676710 | 0 | 1158418.2557 | 1158418.2557 | 3146440.2026 | 676710 | -1 | 6 | 3146440.2026
7 | 1809129.1148 | 1314000 | 2502183.4324 | 1353420 | 0 | 657000 | 1251091.7162 | 676710 | 1809129.1148 | 1251091.7162 | 3060220.8311 | 6206661.0337 | 676710 | -1 | 7 | 6206661.0337
8 | 0 | 1314000 | 2702358.107 | 1353420 | 0 | 657000 | 1351179.0535 | 676710 | 0 | 1351179.0535 | 1351179.0535 | 7557840.0872 | 676710 | -1 | 8 | 7557840.0872
9 | 0 | 1314000 | 2918546.7556 | 1353420 | 0 | 657000 | 1459273.3778 | 676710 | 0 | 1459273.3778 | 1459273.3778 | 9017113.465 | 676710 | -1 | 9 | 9017113.465
10 | 2094293.0916 | 1314000 | 3152030.496 | 1353420 | 0 | 657000 | 1576015.248 | 676710 | 2094293.0916 | 1576015.248 | 3670308.3396 | 12687421.8045 | 676710 | -1 | 10 | 12687421.8045
11 | 0 | 1314000 | 3404192.9357 | 1353420 | 9040365.1786 | 657000 | 1702096.4678 | 676710 | -9040365.1786 | 1702096.4678 | -7338268.7108 | 5349153.0938 | 676710 | -1 | 11 | 5349153.0938
12 | 0 | 1314000 | 3676528.3706 | 1353420 | 0 | 657000 | 1838264.1853 | 676710 | 0 | 1838264.1853 | 1838264.1853 | 7187417.2791 | 676710 | -1 | 12 | 7187417.2791
13 | 2424406.0401 | 1314000 | 3970650.6402 | 1353420 | 0 | 657000 | 1985325.3201 | 676710 | 2424406.0401 | 1985325.3201 | 4409731.3602 | 11597148.6393 | 676710 | -1 | 13 | 11597148.6393
14 | 0 | 1314000 | 4288302.6914 | 1353420 | 0 | 657000 | 2144151.3457 | 676710 | 0 | 2144151.3457 | 2144151.3457 | 13741299.985 | 676710 | -1 | 14 | 13741299.985
15 | 0 | 1314000 | 4631366.9067 | 1353420 | 0 | 657000 | 2315683.4534 | 676710 | 0 | 2315683.4534 | 2315683.4534 | 16056983.4384 | 676710 | -1 | 15 | 16056983.4384
16 | 2806553.0422 | 1314000 | 5001876.2593 | 1353420 | 0 | 657000 | 2500938.1296 | 676710 | 2806553.0422 | 2500938.1296 | 5307491.1718 | 21364474.6102 | 676710 | -1 | 16 | 21364474.6102
17 | 0 | 1314000 | 5402026.36 | 1353420 | 0 | 657000 | 2701013.18 | 676710 | 0 | 2701013.18 | 2701013.18 | 24065487.7902 | 676710 | -1 | 17 | 24065487.7902
18 | 0 | 1314000 | 5834188.4688 | 1353420 | 0 | 657000 | 2917094.2344 | 676710 | 0 | 2917094.2344 | 2917094.2344 | 26982582.0246 | 676710 | -1 | 18 | 26982582.0246
19 | 3248935.9655 | 1314000 | 6300923.5463 | 1353420 | 0 | 657000 | 3150461.7732 | 676710 | 3248935.9655 | 3150461.7732 | 6399397.7386 | 33381979.7632 | 676710 | -1 | 19 | 33381979.7632
20 | 0 | 1314000 | 6804997.43 | 1353420 | 0 | 657000 | 3402498.715 | 676710 | 0 | 3402498.715 | 3402498.715 | 36784478.4783 | 676710 | -1 | 20 | 36784478.4783
21 | 0 | 1314000 | 7349397.2244 | 1353420 | 14725802.2636 | 657000 | 3674698.6122 | 676710 | -14725802.2636 | 3674698.6122 | -11051103.6513 | 25733374.8269 | 676710 | -1 | 21 | 25733374.8269
22 | 3761049.497 | 1314000 | 7937349.0024 | 1353420 | 0 | 657000 | 3968674.5012 | 676710 | 3761049.497 | 3968674.5012 | 7729723.9982 | 33463098.8251 | 676710 | -1 | 22 | 33463098.8251
23 | 0 | 1314000 | 8572336.9226 | 1353420 | 0 | 657000 | 4286168.4613 | 676710 | 0 | 4286168.4613 | 4286168.4613 | 37749267.2864 | 676710 | -1 | 23 | 37749267.2864
24 | 0 | 1314000 | 9258123.8764 | 1353420 | 0 | 657000 | 4629061.9382 | 676710 | 0 | 4629061.9382 | 4629061.9382 | 42378329.2246 | 676710 | -1 | 24 | 42378329.2246
25 | 4353884.924 | 1314000 | 9998773.7865 | 1353420 | 0 | 657000 | 4999386.8932 | 676710 | 4353884.924 | 4999386.8932 | 9353271.8173 | 51731601.0419 | 676710 | -1 | 25 | 51731601.0419
26 | 0 | 1314000 | 10798675.6894 | 1353420 | 0 | 657000 | 5399337.8447 | 676710 | 0 | 5399337.8447 | 5399337.8447 | 57130938.8866 | 676710 | -1 | 26 | 57130938.8866
27 | 0 | 1314000 | 11662569.7446 | 1353420 | 0 | 657000 | 5831284.8723 | 676710 | 0 | 5831284.8723 | 5831284.8723 | 62962223.7588 | 676710 | -1 | 27 | 62962223.7588
28 | 5040166.0352 | 1314000 | 12595575.3241 | 1353420 | 0 | 657000 | 6297787.6621 | 676710 | 5040166.0352 | 6297787.6621 | 11337953.6972 | 74300177.4561 | 676710 | -1 | 28 | 74300177.4561
29 | 0 | 1314000 | 13603221.35 | 1353420 | 0 | 657000 | 6801610.675 | 676710 | 0 | 6801610.675 | 6801610.675 | 81101788.1311 | 676710 | -1 | 29 | 81101788.1311
30 | 0 | 1314000 | 14691479.058 | 1353420 | 0 | 657000 | 7345739.529 | 676710 | 0 | 7345739.529 | 7345739.529 | 88447527.6601 | 676710 | -1 | 30 | 88447527.6601
Replacement One Calculations
| Replacement One Row: Old Tech |  |  | 14 | [6 empty] | Replacement One Row: New Tech |  |  | 29
| Old Technology |  | No of Units to be Replaced | Watts | Annual Operating Hours | Capital Cost (R/unit) |  |  | Installation Cost (R/unit) | Bulk Fixture Replacement Needed Every X Years? | New Technology |  | No of Units to be Replaced | Watts | Annual Operating Hours | Capital Cost (R/unit) |  | Installation Cost (R/unit) | Bulk Fixture Replacement Needed Every X Years?
| 0 |  | 1000 | 100 | 4380 | 500 |  |  | 300 | 3 | 0 |  | 1000 | 75 | 4380 | 3000 |  | 300 | 10
| Old Technology Costs | [9 empty] | New Technology Costs | [8 empty] | Savings
Years | Cost if Replacement Required | Bulk Fixture Replacement Needed Every X Years? | Replacement Calc | Replacement Required? | Replacement Costs | Annual kwH Usage | C02 kg per kWh | C02 emissions kgs | Tariff | Annual Electricity Charge of Old Tech | Cost if Replacement Required | Bulk Fixture Replacement Needed Every X Years? | Replacement Calc | Replacement Required? | Replacement Costs | Annual kwH Usage | C02 emissions kgs | Tariff | Annual Electricity Charge of New Tech | Annual Savings Replacement Cost | Annual Savings Electricity | Total Annual Savings | Cumulative Savings | PayBack Test | Years | Cumulative Savings | Emissions Savings in Kgs
1 | 800000 | 3 | 1 | 1 | 800000 | 438000 | 1.03 | 451140 | 1.2 | 525600 | 3300000 | 10 | 1 | 1 | 3300000 | 328500 | 338355 | 1.2 | 394200 | -2500000 | 131400 | -2368600 | -2368600 | 0 | 1 | -2368600 | 112785 | Please note that line 1 & 2 are different
2 | 840000 | 3 | 0.33333 | 0 | 0 | 438000 | 1.03 | 451140 | 1.296 | 567648 | 3465000 | 10 | 0.1 | 0 | 0 | 328500 | 338355 | 1.296 | 425736 | 0 | 141912 | 141912 | -2226688 | 0 | 2 | -2226688 | 112785
3 | 882000 | 3 | 0.66667 | 0 | 0 | 438000 | 1.03 | 451140 | 1.3997 | 613059.84 | 3638250 | 10 | 0.2 | 0 | 0 | 328500 | 338355 | 1.3997 | 459794.88 | 0 | 153264.96 | 153264.96 | -2073423.04 | 0 | 3 | -2073423.04 | 112785
4 | 926100 | 3 | 1 | 1 | 926100 | 438000 | 1.03 | 451140 | 1.5117 | 662104.6272 | 3820162.5 | 10 | 0.3 | 0 | 0 | 328500 | 338355 | 1.5117 | 496578.4704 | 926100 | 165526.1568 | 1091626.1568 | -981796.8832 | 0 | 4 | -981796.8832 | 112785
5 | 972405 | 3 | 1.3333 | 0 | 0 | 438000 | 1.03 | 451140 | 1.6326 | 715072.9974 | 4011170.625 | 10 | 0.4 | 0 | 0 | 328500 | 338355 | 1.6326 | 536304.748 | 0 | 178768.2493 | 178768.2493 | -803028.6339 | 0 | 5 | -803028.6339 | 112785
6 | 1021025.25 | 3 | 1.6667 | 0 | 0 | 438000 | 1.03 | 451140 | 1.7632 | 772278.8372 | 4211729.1562 | 10 | 0.5 | 0 | 0 | 328500 | 338355 | 1.7632 | 579209.1279 | 0 | 193069.7093 | 193069.7093 | -609958.9246 | 0 | 6 | -609958.9246 | 112785
7 | 1072076.5125 | 3 | 2 | 1 | 1072076.5125 | 438000 | 1.03 | 451140 | 1.9042 | 834061.1441 | 4422315.6141 | 10 | 0.6 | 0 | 0 | 328500 | 338355 | 1.9042 | 625545.8581 | 1072076.5125 | 208515.286 | 1280591.7985 | 670632.874 | 1 | 7 | 670632.874 | 112785
8 | 1125680.3381 | 3 | 2.3333 | 0 | 0 | 438000 | 1.03 | 451140 | 2.0566 | 900786.0357 | 4643431.3948 | 10 | 0.7 | 0 | 0 | 328500 | 338355 | 2.0566 | 675589.5268 | 0 | 225196.5089 | 225196.5089 | 895829.3829 | -1 | 8 | 895829.3829 | 112785
9 | 1181964.355 | 3 | 2.6667 | 0 | 0 | 438000 | 1.03 | 451140 | 2.2211 | 972848.9185 | 4875602.9645 | 10 | 0.8 | 0 | 0 | 328500 | 338355 | 2.2211 | 729636.6889 | 0 | 243212.2296 | 243212.2296 | 1139041.6125 | -1 | 9 | 1139041.6125 | 112785
10 | 1241062.5728 | 3 | 3 | 1 | 1241062.5728 | 438000 | 1.03 | 451140 | 2.3988 | 1050676.832 | 5119383.1127 | 10 | 0.9 | 0 | 0 | 328500 | 338355 | 2.3988 | 788007.624 | 1241062.5728 | 262669.208 | 1503731.7808 | 2642773.3933 | -1 | 10 | 2642773.3933 | 112785
11 | 1303115.7014 | 3 | 3.3333 | 0 | 0 | 438000 | 1.03 | 451140 | 2.5907 | 1134730.9786 | 5375352.2684 | 10 | 1 | 1 | 5375352.2684 | 328500 | 338355 | 2.5907 | 851048.2339 | -5375352.2684 | 283682.7446 | -5091669.5237 | -2448896.1304 | -1 | 11 | -2448896.1304 | 112785
12 | 1368271.4865 | 3 | 3.6667 | 0 | 0 | 438000 | 1.03 | 451140 | 2.798 | 1225509.4569 | 5644119.8818 | 10 | 1.1 | 0 | 0 | 328500 | 338355 | 2.798 | 919132.0926 | 0 | 306377.3642 | 306377.3642 | -2142518.7662 | -1 | 12 | -2142518.7662 | 112785
13 | 1436685.0608 | 3 | 4 | 1 | 1436685.0608 | 438000 | 1.03 | 451140 | 3.0218 | 1323550.2134 | 5926325.8759 | 10 | 1.2 | 0 | 0 | 328500 | 338355 | 3.0218 | 992662.6601 | 1436685.0608 | 330887.5534 | 1767572.6142 | -374946.152 | -1 | 13 | -374946.152 | 112785
14 | 1508519.3139 | 3 | 4.3333 | 0 | 0 | 438000 | 1.03 | 451140 | 3.2635 | 1429434.2305 | 6222642.1697 | 10 | 1.3 | 0 | 0 | 328500 | 338355 | 3.2635 | 1072075.6729 | 0 | 357358.5576 | 357358.5576 | -17587.5944 | -1 | 14 | -17587.5944 | 112785
15 | 1583945.2796 | 3 | 4.6667 | 0 | 0 | 438000 | 1.03 | 451140 | 3.5246 | 1543788.9689 | 6533774.2782 | 10 | 1.4 | 0 | 0 | 328500 | 338355 | 3.5246 | 1157841.7267 | 0 | 385947.2422 | 385947.2422 | 368359.6478 | -1 | 15 | 368359.6478 | 112785
16 | 1663142.5435 | 3 | 5 | 1 | 1663142.5435 | 438000 | 1.03 | 451140 | 3.8066 | 1667292.0864 | 6860462.9921 | 10 | 1.5 | 0 | 0 | 328500 | 338355 | 3.8066 | 1250469.0648 | 1663142.5435 | 416823.0216 | 2079965.5651 | 2448325.2129 | -1 | 16 | 2448325.2129 | 112785
17 | 1746299.6707 | 3 | 5.3333 | 0 | 0 | 438000 | 1.03 | 451140 | 4.1111 | 1800675.4533 | 7203486.1417 | 10 | 1.6 | 0 | 0 | 328500 | 338355 | 4.1111 | 1350506.59 | 0 | 450168.8633 | 450168.8633 | 2898494.0763 | -1 | 17 | 2898494.0763 | 112785
18 | 1833614.6542 | 3 | 5.6667 | 0 | 0 | 438000 | 1.03 | 451140 | 4.44 | 1944729.4896 | 7563660.4487 | 10 | 1.7 | 0 | 0 | 328500 | 338355 | 4.44 | 1458547.1172 | 0 | 486182.3724 | 486182.3724 | 3384676.4487 | -1 | 18 | 3384676.4487 | 112785
19 | 1925295.387 | 3 | 6 | 1 | 1925295.387 | 438000 | 1.03 | 451140 | 4.7952 | 2100307.8488 | 7941843.4712 | 10 | 1.8 | 0 | 0 | 328500 | 338355 | 4.7952 | 1575230.8866 | 1925295.387 | 525076.9622 | 2450372.3491 | 5835048.7978 | -1 | 19 | 5835048.7978 | 112785
20 | 2021560.1563 | 3 | 6.3333 | 0 | 0 | 438000 | 1.03 | 451140 | 5.1788 | 2268332.4767 | 8338935.6447 | 10 | 1.9 | 0 | 0 | 328500 | 338355 | 5.1788 | 1701249.3575 | 0 | 567083.1192 | 567083.1192 | 6402131.917 | -1 | 20 | 6402131.917 | 112785
21 | 2122638.1641 | 3 | 6.6667 | 0 | 0 | 438000 | 1.03 | 451140 | 5.5931 | 2449799.0748 | 8755882.427 | 10 | 2 | 1 | 8755882.427 | 328500 | 338355 | 5.5931 | 1837349.3061 | -8755882.427 | 612449.7687 | -8143432.6583 | -1741300.7413 | -1 | 21 | -1741300.7413 | 112785
22 | 2228770.0723 | 3 | 7 | 1 | 2228770.0723 | 438000 | 1.03 | 451140 | 6.0406 | 2645783.0008 | 9193676.5483 | 10 | 2.1 | 0 | 0 | 328500 | 338355 | 6.0406 | 1984337.2506 | 2228770.0723 | 661445.7502 | 2890215.8225 | 1148915.0812 | -1 | 22 | 1148915.0812 | 112785
23 | 2340208.5759 | 3 | 7.3333 | 0 | 0 | 438000 | 1.03 | 451140 | 6.5238 | 2857445.6409 | 9653360.3757 | 10 | 2.2 | 0 | 0 | 328500 | 338355 | 6.5238 | 2143084.2306 | 0 | 714361.4102 | 714361.4102 | 1863276.4914 | -1 | 23 | 1863276.4914 | 112785
24 | 2457219.0047 | 3 | 7.6667 | 0 | 0 | 438000 | 1.03 | 451140 | 7.0458 | 3086041.2921 | 10136028.3945 | 10 | 2.3 | 0 | 0 | 328500 | 338355 | 7.0458 | 2314530.9691 | 0 | 771510.323 | 771510.323 | 2634786.8145 | -1 | 24 | 2634786.8145 | 112785
25 | 2580079.955 | 3 | 8 | 1 | 2580079.955 | 438000 | 1.03 | 451140 | 7.6094 | 3332924.5955 | 10642829.8143 | 10 | 2.4 | 0 | 0 | 328500 | 338355 | 7.6094 | 2499693.4466 | 2580079.955 | 833231.1489 | 3413311.1038 | 6048097.9183 | -1 | 25 | 6048097.9183 | 112785
26 | 2709083.9527 | 3 | 8.3333 | 0 | 0 | 438000 | 1.03 | 451140 | 8.2182 | 3599558.5631 | 11174971.305 | 10 | 2.5 | 0 | 0 | 328500 | 338355 | 8.2182 | 2699668.9223 | 0 | 899889.6408 | 899889.6408 | 6947987.5591 | -1 | 26 | 6947987.5591 | 112785
27 | 2844538.1504 | 3 | 8.6667 | 0 | 0 | 438000 | 1.03 | 451140 | 8.8756 | 3887523.2482 | 11733719.8702 | 10 | 2.6 | 0 | 0 | 328500 | 338355 | 8.8756 | 2915642.4361 | 0 | 971880.812 | 971880.812 | 7919868.3712 | -1 | 27 | 7919868.3712 | 112785
28 | 2986765.0579 | 3 | 9 | 1 | 2986765.0579 | 438000 | 1.03 | 451140 | 9.5857 | 4198525.108 | 12320405.8637 | 10 | 2.7 | 0 | 0 | 328500 | 338355 | 9.5857 | 3148893.831 | 2986765.0579 | 1049631.277 | 4036396.3349 | 11956264.706 | -1 | 28 | 11956264.706 | 112785
29 | 3136103.3108 | 3 | 9.3333 | 0 | 0 | 438000 | 1.03 | 451140 | 10.3525 | 4534407.1167 | 12936426.1569 | 10 | 2.8 | 0 | 0 | 328500 | 338355 | 10.3525 | 3400805.3375 | 0 | 1133601.7792 | 1133601.7792 | 13089866.4852 | -1 | 29 | 13089866.4852 | 112785
30 | 3292908.4763 | 3 | 9.6667 | 0 | 0 | 438000 | 1.03 | 451140 | 11.1807 | 4897159.686 | 13583247.4648 | 10 | 2.9 | 0 | 0 | 328500 | 338355 | 11.1807 | 3672869.7645 | 0 | 1224289.9215 | 1224289.9215 | 14314156.4067 | -1 | 30 | 14314156.4067 | 112785
Replacement Two Calculations
| Replacement Two Row: Old Tech |  |  | 15 | [6 empty] | Replacement Two Row: New Tech |  |  | 30
| Old Technology |  | No of Units to be Replaced | Watts | Annual Operating Hours | Capital Cost (R/unit) |  |  | Installation Cost (R/unit) | Bulk Fixture Replacement Needed Every X Years? | New Technology |  | No of Units to be Replaced | Watts | Annual Operating Hours | Capital Cost (R/unit) |  | Installation Cost (R/unit) | Bulk Fixture Replacement Needed Every X Years?
| 0 |  | 500 | 400 | 4380 | 600 |  |  | 500 | 3 | 0 |  | 500 | 150 | 4380 | 4000 |  | 500 | 10
| Old Technology Costs | [9 empty] | New Technology Costs | [8 empty] | Savings
Years | Cost if Replacement Required | Bulk Fixture Replacement Needed Every X Years? | Replacement Calc | Replacement Required? | Replacement Costs | Annual kwH Usage | C02 kg per kWh | C02 emissions kgs | Tariff | Annual Electricity Charge of Old Tech | Cost if Replacement Required | Bulk Fixture Replacement Needed Every X Years? | Replacement Calc | Replacement Required? | Replacement Costs | Annual kwH Usage | C02 emissions kgs | Tariff | Annual Electricity Charge of New Tech | Annual Savings Replacement Cost | Annual Savings Electricity | Total Annual Savings | Cumulative Savings | PayBack Test | Years | Cumulative Savings | Emissions Savings in Kgs
1 | 550000 | 3 | 1 | 1 | 550000 | 876000 | 1.03 | 902280 | 1.2 | 1051200 | 2250000 | 10 | 1 | 1 | 2250000 | 328500 | 338355 | 1.2 | 394200 | -1700000 | 657000 | -1043000 | -1043000 | 0 | 1 | -1043000 | 563925 | Please note that line 1 & 2 are different
2 | 577500 | 3 | 0.33333 | 0 | 0 | 876000 | 1.03 | 902280 | 1.296 | 1135296 | 2362500 | 10 | 0.1 | 0 | 0 | 328500 | 338355 | 1.296 | 425736 | 0 | 709560 | 709560 | -333440 | 0 | 2 | -333440 | 563925
3 | 606375 | 3 | 0.66667 | 0 | 0 | 876000 | 1.03 | 902280 | 1.3997 | 1226119.68 | 2480625 | 10 | 0.2 | 0 | 0 | 328500 | 338355 | 1.3997 | 459794.88 | 0 | 766324.8 | 766324.8 | 432884.8 | 1 | 3 | 432884.8 | 563925
4 | 636693.75 | 3 | 1 | 1 | 636693.75 | 876000 | 1.03 | 902280 | 1.5117 | 1324209.2544 | 2604656.25 | 10 | 0.3 | 0 | 0 | 328500 | 338355 | 1.5117 | 496578.4704 | 636693.75 | 827630.784 | 1464324.534 | 1897209.334 | -1 | 4 | 1897209.334 | 563925
5 | 668528.4375 | 3 | 1.3333 | 0 | 0 | 876000 | 1.03 | 902280 | 1.6326 | 1430145.9948 | 2734889.0625 | 10 | 0.4 | 0 | 0 | 328500 | 338355 | 1.6326 | 536304.748 | 0 | 893841.2467 | 893841.2467 | 2791050.5807 | -1 | 5 | 2791050.5807 | 563925
6 | 701954.8594 | 3 | 1.6667 | 0 | 0 | 876000 | 1.03 | 902280 | 1.7632 | 1544557.6743 | 2871633.5156 | 10 | 0.5 | 0 | 0 | 328500 | 338355 | 1.7632 | 579209.1279 | 0 | 965348.5465 | 965348.5465 | 3756399.1272 | -1 | 6 | 3756399.1272 | 563925
7 | 737052.6023 | 3 | 2 | 1 | 737052.6023 | 876000 | 1.03 | 902280 | 1.9042 | 1668122.2883 | 3015215.1914 | 10 | 0.6 | 0 | 0 | 328500 | 338355 | 1.9042 | 625545.8581 | 737052.6023 | 1042576.4302 | 1779629.0325 | 5536028.1597 | -1 | 7 | 5536028.1597 | 563925
8 | 773905.2325 | 3 | 2.3333 | 0 | 0 | 876000 | 1.03 | 902280 | 2.0566 | 1801572.0713 | 3165975.951 | 10 | 0.7 | 0 | 0 | 328500 | 338355 | 2.0566 | 675589.5268 | 0 | 1125982.5446 | 1125982.5446 | 6662010.7043 | -1 | 8 | 6662010.7043 | 563925
9 | 812600.4941 | 3 | 2.6667 | 0 | 0 | 876000 | 1.03 | 902280 | 2.2211 | 1945697.837 | 3324274.7485 | 10 | 0.8 | 0 | 0 | 328500 | 338355 | 2.2211 | 729636.6889 | 0 | 1216061.1482 | 1216061.1482 | 7878071.8524 | -1 | 9 | 7878071.8524 | 563925
10 | 853230.5188 | 3 | 3 | 1 | 853230.5188 | 876000 | 1.03 | 902280 | 2.3988 | 2101353.664 | 3490488.486 | 10 | 0.9 | 0 | 0 | 328500 | 338355 | 2.3988 | 788007.624 | 853230.5188 | 1313346.04 | 2166576.5588 | 10044648.4112 | -1 | 10 | 10044648.4112 | 563925
11 | 895892.0447 | 3 | 3.3333 | 0 | 0 | 876000 | 1.03 | 902280 | 2.5907 | 2269461.9571 | 3665012.9102 | 10 | 1 | 1 | 3665012.9102 | 328500 | 338355 | 2.5907 | 851048.2339 | -3665012.9102 | 1418413.7232 | -2246599.187 | 7798049.2242 | -1 | 11 | 7798049.2242 | 563925
12 | 940686.647 | 3 | 3.6667 | 0 | 0 | 876000 | 1.03 | 902280 | 2.798 | 2451018.9137 | 3848263.5558 | 10 | 1.1 | 0 | 0 | 328500 | 338355 | 2.798 | 919132.0926 | 0 | 1531886.8211 | 1531886.8211 | 9329936.0453 | -1 | 12 | 9329936.0453 | 563925
13 | 987720.9793 | 3 | 4 | 1 | 987720.9793 | 876000 | 1.03 | 902280 | 3.0218 | 2647100.4268 | 4040676.7335 | 10 | 1.2 | 0 | 0 | 328500 | 338355 | 3.0218 | 992662.6601 | 987720.9793 | 1654437.7668 | 2642158.7461 | 11972094.7913 | -1 | 13 | 11972094.7913 | 563925
14 | 1037107.0283 | 3 | 4.3333 | 0 | 0 | 876000 | 1.03 | 902280 | 3.2635 | 2858868.4609 | 4242710.5702 | 10 | 1.3 | 0 | 0 | 328500 | 338355 | 3.2635 | 1072075.6729 | 0 | 1786792.7881 | 1786792.7881 | 13758887.5794 | -1 | 14 | 13758887.5794 | 563925
15 | 1088962.3797 | 3 | 4.6667 | 0 | 0 | 876000 | 1.03 | 902280 | 3.5246 | 3087577.9378 | 4454846.0987 | 10 | 1.4 | 0 | 0 | 328500 | 338355 | 3.5246 | 1157841.7267 | 0 | 1929736.2111 | 1929736.2111 | 15688623.7905 | -1 | 15 | 15688623.7905 | 563925
16 | 1143410.4987 | 3 | 5 | 1 | 1143410.4987 | 876000 | 1.03 | 902280 | 3.8066 | 3334584.1728 | 4677588.4037 | 10 | 1.5 | 0 | 0 | 328500 | 338355 | 3.8066 | 1250469.0648 | 1143410.4987 | 2084115.108 | 3227525.6067 | 18916149.3973 | -1 | 16 | 18916149.3973 | 563925
17 | 1200581.0236 | 3 | 5.3333 | 0 | 0 | 876000 | 1.03 | 902280 | 4.1111 | 3601350.9067 | 4911467.8239 | 10 | 1.6 | 0 | 0 | 328500 | 338355 | 4.1111 | 1350506.59 | 0 | 2250844.3167 | 2250844.3167 | 21166993.7139 | -1 | 17 | 21166993.7139 | 563925
18 | 1260610.0748 | 3 | 5.6667 | 0 | 0 | 876000 | 1.03 | 902280 | 4.44 | 3889458.9792 | 5157041.2151 | 10 | 1.7 | 0 | 0 | 328500 | 338355 | 4.44 | 1458547.1172 | 0 | 2430911.862 | 2430911.862 | 23597905.5759 | -1 | 18 | 23597905.5759 | 563925
19 | 1323640.5785 | 3 | 6 | 1 | 1323640.5785 | 876000 | 1.03 | 902280 | 4.7952 | 4200615.6975 | 5414893.2758 | 10 | 1.8 | 0 | 0 | 328500 | 338355 | 4.7952 | 1575230.8866 | 1323640.5785 | 2625384.811 | 3949025.3895 | 27546930.9654 | -1 | 19 | 27546930.9654 | 563925
20 | 1389822.6075 | 3 | 6.3333 | 0 | 0 | 876000 | 1.03 | 902280 | 5.1788 | 4536664.9533 | 5685637.9396 | 10 | 1.9 | 0 | 0 | 328500 | 338355 | 5.1788 | 1701249.3575 | 0 | 2835415.5958 | 2835415.5958 | 30382346.5613 | -1 | 20 | 30382346.5613 | 563925
21 | 1459313.7378 | 3 | 6.6667 | 0 | 0 | 876000 | 1.03 | 902280 | 5.5931 | 4899598.1496 | 5969919.8366 | 10 | 2 | 1 | 5969919.8366 | 328500 | 338355 | 5.5931 | 1837349.3061 | -5969919.8366 | 3062248.8435 | -2907670.9931 | 27474675.5682 | -1 | 21 | 27474675.5682 | 563925
22 | 1532279.4247 | 3 | 7 | 1 | 1532279.4247 | 876000 | 1.03 | 902280 | 6.0406 | 5291566.0016 | 6268415.8284 | 10 | 2.1 | 0 | 0 | 328500 | 338355 | 6.0406 | 1984337.2506 | 1532279.4247 | 3307228.751 | 4839508.1757 | 32314183.7439 | -1 | 22 | 32314183.7439 | 563925
23 | 1608893.396 | 3 | 7.3333 | 0 | 0 | 876000 | 1.03 | 902280 | 6.5238 | 5714891.2817 | 6581836.6198 | 10 | 2.2 | 0 | 0 | 328500 | 338355 | 6.5238 | 2143084.2306 | 0 | 3571807.0511 | 3571807.0511 | 35885990.795 | -1 | 23 | 35885990.795 | 563925
24 | 1689338.0658 | 3 | 7.6667 | 0 | 0 | 876000 | 1.03 | 902280 | 7.0458 | 6172082.5842 | 6910928.4508 | 10 | 2.3 | 0 | 0 | 328500 | 338355 | 7.0458 | 2314530.9691 | 0 | 3857551.6152 | 3857551.6152 | 39743542.4101 | -1 | 24 | 39743542.4101 | 563925
25 | 1773804.969 | 3 | 8 | 1 | 1773804.969 | 876000 | 1.03 | 902280 | 7.6094 | 6665849.191 | 7256474.8734 | 10 | 2.4 | 0 | 0 | 328500 | 338355 | 7.6094 | 2499693.4466 | 1773804.969 | 4166155.7444 | 5939960.7134 | 45683503.1235 | -1 | 25 | 45683503.1235 | 563925
26 | 1862495.2175 | 3 | 8.3333 | 0 | 0 | 876000 | 1.03 | 902280 | 8.2182 | 7199117.1263 | 7619298.617 | 10 | 2.5 | 0 | 0 | 328500 | 338355 | 8.2182 | 2699668.9223 | 0 | 4499448.2039 | 4499448.2039 | 50182951.3275 | -1 | 26 | 50182951.3275 | 563925
27 | 1955619.9784 | 3 | 8.6667 | 0 | 0 | 876000 | 1.03 | 902280 | 8.8756 | 7775046.4964 | 8000263.5479 | 10 | 2.6 | 0 | 0 | 328500 | 338355 | 8.8756 | 2915642.4361 | 0 | 4859404.0602 | 4859404.0602 | 55042355.3877 | -1 | 27 | 55042355.3877 | 563925
28 | 2053400.9773 | 3 | 9 | 1 | 2053400.9773 | 876000 | 1.03 | 902280 | 9.5857 | 8397050.2161 | 8400276.7253 | 10 | 2.7 | 0 | 0 | 328500 | 338355 | 9.5857 | 3148893.831 | 2053400.9773 | 5248156.385 | 7301557.3623 | 62343912.75 | -1 | 28 | 62343912.75 | 563925
29 | 2156071.0262 | 3 | 9.3333 | 0 | 0 | 876000 | 1.03 | 902280 | 10.3525 | 9068814.2334 | 8820290.5615 | 10 | 2.8 | 0 | 0 | 328500 | 338355 | 10.3525 | 3400805.3375 | 0 | 5668008.8959 | 5668008.8959 | 68011921.6459 | -1 | 29 | 68011921.6459 | 563925
30 | 2263874.5775 | 3 | 9.6667 | 0 | 0 | 876000 | 1.03 | 902280 | 11.1807 | 9794319.372 | 9261305.0896 | 10 | 2.9 | 0 | 0 | 328500 | 338355 | 11.1807 | 3672869.7645 | 0 | 6121449.6075 | 6121449.6075 | 74133371.2534 | -1 | 30 | 74133371.2534 | 563925
Replacement Three Calculations
| Replacement Three Row: Old Tech |  |  | 16 | [6 empty] | Replacement Three Row: New Tech |  |  | 31
| Old Technology |  | No of Units to be Replaced | Watts | Annual Operating Hours | Capital Cost (R/unit) |  |  | Installation Cost (R/unit) | Bulk Fixture Replacement Needed Every X Years? | New Technology |  | No of Units to be Replaced | Watts | Annual Operating Hours | Capital Cost (R/unit) |  | Installation Cost (R/unit) | Bulk Fixture Replacement Needed Every X Years?
| 0 |  | 0 | 0 | 0 | 0 |  |  | 0 | 0 | 0 |  | 0 | 0 | 0 | 0 |  | 0 | 0
| Old Technology Costs | [9 empty] | New Technology Costs | [8 empty] | Savings
Years | Cost if Replacement Required | Bulk Fixture Replacement Needed Every X Years? | Replacement Calc | Replacement Required? | Replacement Costs | Annual kwH Usage | C02 kg per kWh | C02 emissions kgs | Tariff | Annual Electricity Charge of Old Tech | Cost if Replacement Required | Bulk Fixture Replacement Needed Every X Years? | Replacement Calc | Replacement Required? | Replacement Costs | Annual kwH Usage | C02 emissions kgs | Tariff | Annual Electricity Charge of New Tech | Annual Savings Replacement Cost | Annual Savings Electricity | Total Annual Savings | Cumulative Savings | PayBack Test | Years | Cumulative Savings | Emissions Savings in Kgs
1 | 0 | 0 | 1 | 1 | 0 | 0 | 1.03 | 0 | 1.2 | 0 | 0 | 0 | 1 | 1 | 0 | 0 | 0 | 1.2 | 0 | 0 | 0 | 0 | 0 | 1 | 1 | 0 | 0 | Please note that line 1 & 2 are different
2 | 0 | 0 | 0 | 0 | 0 | 0 | 1.03 | 0 | 1.296 | 0 | 0 | 0 | 0 | 0 | 0 | 0 | 0 | 1.296 | 0 | 0 | 0 | 0 | 0 | -1 | 2 | 0 | 0
3 | 0 | 0 | 0 | 0 | 0 | 0 | 1.03 | 0 | 1.3997 | 0 | 0 | 0 | 0 | 0 | 0 | 0 | 0 | 1.3997 | 0 | 0 | 0 | 0 | 0 | -1 | 3 | 0 | 0
4 | 0 | 0 | 0 | 0 | 0 | 0 | 1.03 | 0 | 1.5117 | 0 | 0 | 0 | 0 | 0 | 0 | 0 | 0 | 1.5117 | 0 | 0 | 0 | 0 | 0 | -1 | 4 | 0 | 0
5 | 0 | 0 | 0 | 0 | 0 | 0 | 1.03 | 0 | 1.6326 | 0 | 0 | 0 | 0 | 0 | 0 | 0 | 0 | 1.6326 | 0 | 0 | 0 | 0 | 0 | -1 | 5 | 0 | 0
6 | 0 | 0 | 0 | 0 | 0 | 0 | 1.03 | 0 | 1.7632 | 0 | 0 | 0 | 0 | 0 | 0 | 0 | 0 | 1.7632 | 0 | 0 | 0 | 0 | 0 | -1 | 6 | 0 | 0
7 | 0 | 0 | 0 | 0 | 0 | 0 | 1.03 | 0 | 1.9042 | 0 | 0 | 0 | 0 | 0 | 0 | 0 | 0 | 1.9042 | 0 | 0 | 0 | 0 | 0 | -1 | 7 | 0 | 0
8 | 0 | 0 | 0 | 0 | 0 | 0 | 1.03 | 0 | 2.0566 | 0 | 0 | 0 | 0 | 0 | 0 | 0 | 0 | 2.0566 | 0 | 0 | 0 | 0 | 0 | -1 | 8 | 0 | 0
9 | 0 | 0 | 0 | 0 | 0 | 0 | 1.03 | 0 | 2.2211 | 0 | 0 | 0 | 0 | 0 | 0 | 0 | 0 | 2.2211 | 0 | 0 | 0 | 0 | 0 | -1 | 9 | 0 | 0
10 | 0 | 0 | 0 | 0 | 0 | 0 | 1.03 | 0 | 2.3988 | 0 | 0 | 0 | 0 | 0 | 0 | 0 | 0 | 2.3988 | 0 | 0 | 0 | 0 | 0 | -1 | 10 | 0 | 0
11 | 0 | 0 | 0 | 0 | 0 | 0 | 1.03 | 0 | 2.5907 | 0 | 0 | 0 | 0 | 0 | 0 | 0 | 0 | 2.5907 | 0 | 0 | 0 | 0 | 0 | -1 | 11 | 0 | 0
12 | 0 | 0 | 0 | 0 | 0 | 0 | 1.03 | 0 | 2.798 | 0 | 0 | 0 | 0 | 0 | 0 | 0 | 0 | 2.798 | 0 | 0 | 0 | 0 | 0 | -1 | 12 | 0 | 0
13 | 0 | 0 | 0 | 0 | 0 | 0 | 1.03 | 0 | 3.0218 | 0 | 0 | 0 | 0 | 0 | 0 | 0 | 0 | 3.0218 | 0 | 0 | 0 | 0 | 0 | -1 | 13 | 0 | 0
14 | 0 | 0 | 0 | 0 | 0 | 0 | 1.03 | 0 | 3.2635 | 0 | 0 | 0 | 0 | 0 | 0 | 0 | 0 | 3.2635 | 0 | 0 | 0 | 0 | 0 | -1 | 14 | 0 | 0
15 | 0 | 0 | 0 | 0 | 0 | 0 | 1.03 | 0 | 3.5246 | 0 | 0 | 0 | 0 | 0 | 0 | 0 | 0 | 3.5246 | 0 | 0 | 0 | 0 | 0 | -1 | 15 | 0 | 0
16 | 0 | 0 | 0 | 0 | 0 | 0 | 1.03 | 0 | 3.8066 | 0 | 0 | 0 | 0 | 0 | 0 | 0 | 0 | 3.8066 | 0 | 0 | 0 | 0 | 0 | -1 | 16 | 0 | 0
17 | 0 | 0 | 0 | 0 | 0 | 0 | 1.03 | 0 | 4.1111 | 0 | 0 | 0 | 0 | 0 | 0 | 0 | 0 | 4.1111 | 0 | 0 | 0 | 0 | 0 | -1 | 17 | 0 | 0
18 | 0 | 0 | 0 | 0 | 0 | 0 | 1.03 | 0 | 4.44 | 0 | 0 | 0 | 0 | 0 | 0 | 0 | 0 | 4.44 | 0 | 0 | 0 | 0 | 0 | -1 | 18 | 0 | 0
19 | 0 | 0 | 0 | 0 | 0 | 0 | 1.03 | 0 | 4.7952 | 0 | 0 | 0 | 0 | 0 | 0 | 0 | 0 | 4.7952 | 0 | 0 | 0 | 0 | 0 | -1 | 19 | 0 | 0
20 | 0 | 0 | 0 | 0 | 0 | 0 | 1.03 | 0 | 5.1788 | 0 | 0 | 0 | 0 | 0 | 0 | 0 | 0 | 5.1788 | 0 | 0 | 0 | 0 | 0 | -1 | 20 | 0 | 0
21 | 0 | 0 | 0 | 0 | 0 | 0 | 1.03 | 0 | 5.5931 | 0 | 0 | 0 | 0 | 0 | 0 | 0 | 0 | 5.5931 | 0 | 0 | 0 | 0 | 0 | -1 | 21 | 0 | 0
22 | 0 | 0 | 0 | 0 | 0 | 0 | 1.03 | 0 | 6.0406 | 0 | 0 | 0 | 0 | 0 | 0 | 0 | 0 | 6.0406 | 0 | 0 | 0 | 0 | 0 | -1 | 22 | 0 | 0
23 | 0 | 0 | 0 | 0 | 0 | 0 | 1.03 | 0 | 6.5238 | 0 | 0 | 0 | 0 | 0 | 0 | 0 | 0 | 6.5238 | 0 | 0 | 0 | 0 | 0 | -1 | 23 | 0 | 0
24 | 0 | 0 | 0 | 0 | 0 | 0 | 1.03 | 0 | 7.0458 | 0 | 0 | 0 | 0 | 0 | 0 | 0 | 0 | 7.0458 | 0 | 0 | 0 | 0 | 0 | -1 | 24 | 0 | 0
25 | 0 | 0 | 0 | 0 | 0 | 0 | 1.03 | 0 | 7.6094 | 0 | 0 | 0 | 0 | 0 | 0 | 0 | 0 | 7.6094 | 0 | 0 | 0 | 0 | 0 | -1 | 25 | 0 | 0
26 | 0 | 0 | 0 | 0 | 0 | 0 | 1.03 | 0 | 8.2182 | 0 | 0 | 0 | 0 | 0 | 0 | 0 | 0 | 8.2182 | 0 | 0 | 0 | 0 | 0 | -1 | 26 | 0 | 0
27 | 0 | 0 | 0 | 0 | 0 | 0 | 1.03 | 0 | 8.8756 | 0 | 0 | 0 | 0 | 0 | 0 | 0 | 0 | 8.8756 | 0 | 0 | 0 | 0 | 0 | -1 | 27 | 0 | 0
28 | 0 | 0 | 0 | 0 | 0 | 0 | 1.03 | 0 | 9.5857 | 0 | 0 | 0 | 0 | 0 | 0 | 0 | 0 | 9.5857 | 0 | 0 | 0 | 0 | 0 | -1 | 28 | 0 | 0
29 | 0 | 0 | 0 | 0 | 0 | 0 | 1.03 | 0 | 10.3525 | 0 | 0 | 0 | 0 | 0 | 0 | 0 | 0 | 10.3525 | 0 | 0 | 0 | 0 | 0 | -1 | 29 | 0 | 0
30 | 0 | 0 | 0 | 0 | 0 | 0 | 1.03 | 0 | 11.1807 | 0 | 0 | 0 | 0 | 0 | 0 | 0 | 0 | 11.1807 | 0 | 0 | 0 | 0 | 0 | -1 | 30 | 0 | 0
Replacement Four Calculations
| Replacement Four Row: Old Tech |  |  | 17 | [6 empty] | Replacement Four Row: New Tech |  |  | 32
| Old Technology |  | No of Units to be Replaced | Watts | Annual Operating Hours | Capital Cost (R/unit) |  |  | Installation Cost (R/unit) | Bulk Fixture Replacement Needed Every X Years? | New Technology |  | No of Units to be Replaced | Watts | Annual Operating Hours | Capital Cost (R/unit) |  | Installation Cost (R/unit) | Bulk Fixture Replacement Needed Every X Years?
| 0 |  | 0 | 0 | 0 | 0 |  |  | 0 | 0 | 0 |  | 0 | 0 | 0 | 0 |  | 0 | 0
| Old Technology Costs | [9 empty] | New Technology Costs | [8 empty] | Savings
Years | Cost if Replacement Required | Bulk Fixture Replacement Needed Every X Years? | Replacement Calc | Replacement Required? | Replacement Costs | Annual kwH Usage | C02 kg per kWh | C02 emissions kgs | Tariff | Annual Electricity Charge of Old Tech | Cost if Replacement Required | Bulk Fixture Replacement Needed Every X Years? | Replacement Calc | Replacement Required? | Replacement Costs | Annual kwH Usage | C02 emissions kgs | Tariff | Annual Electricity Charge of New Tech | Annual Savings Replacement Cost | Annual Savings Electricity | Total Annual Savings | Cumulative Savings | PayBack Test | Years | Cumulative Savings | Emissions Savings in Kgs
1 | 0 | 0 | 1 | 1 | 0 | 0 | 1.03 | 0 | 1.2 | 0 | 0 | 0 | 1 | 1 | 0 | 0 | 0 | 1.2 | 0 | 0 | 0 | 0 | 0 | 1 | 1 | 0 | 0 | Please note that line 1 & 2 are different
2 | 0 | 0 | 0 | 0 | 0 | 0 | 1.03 | 0 | 1.296 | 0 | 0 | 0 | 0 | 0 | 0 | 0 | 0 | 1.296 | 0 | 0 | 0 | 0 | 0 | -1 | 2 | 0 | 0
3 | 0 | 0 | 0 | 0 | 0 | 0 | 1.03 | 0 | 1.3997 | 0 | 0 | 0 | 0 | 0 | 0 | 0 | 0 | 1.3997 | 0 | 0 | 0 | 0 | 0 | -1 | 3 | 0 | 0
4 | 0 | 0 | 0 | 0 | 0 | 0 | 1.03 | 0 | 1.5117 | 0 | 0 | 0 | 0 | 0 | 0 | 0 | 0 | 1.5117 | 0 | 0 | 0 | 0 | 0 | -1 | 4 | 0 | 0
5 | 0 | 0 | 0 | 0 | 0 | 0 | 1.03 | 0 | 1.6326 | 0 | 0 | 0 | 0 | 0 | 0 | 0 | 0 | 1.6326 | 0 | 0 | 0 | 0 | 0 | -1 | 5 | 0 | 0
6 | 0 | 0 | 0 | 0 | 0 | 0 | 1.03 | 0 | 1.7632 | 0 | 0 | 0 | 0 | 0 | 0 | 0 | 0 | 1.7632 | 0 | 0 | 0 | 0 | 0 | -1 | 6 | 0 | 0
7 | 0 | 0 | 0 | 0 | 0 | 0 | 1.03 | 0 | 1.9042 | 0 | 0 | 0 | 0 | 0 | 0 | 0 | 0 | 1.9042 | 0 | 0 | 0 | 0 | 0 | -1 | 7 | 0 | 0
8 | 0 | 0 | 0 | 0 | 0 | 0 | 1.03 | 0 | 2.0566 | 0 | 0 | 0 | 0 | 0 | 0 | 0 | 0 | 2.0566 | 0 | 0 | 0 | 0 | 0 | -1 | 8 | 0 | 0
9 | 0 | 0 | 0 | 0 | 0 | 0 | 1.03 | 0 | 2.2211 | 0 | 0 | 0 | 0 | 0 | 0 | 0 | 0 | 2.2211 | 0 | 0 | 0 | 0 | 0 | -1 | 9 | 0 | 0
10 | 0 | 0 | 0 | 0 | 0 | 0 | 1.03 | 0 | 2.3988 | 0 | 0 | 0 | 0 | 0 | 0 | 0 | 0 | 2.3988 | 0 | 0 | 0 | 0 | 0 | -1 | 10 | 0 | 0
11 | 0 | 0 | 0 | 0 | 0 | 0 | 1.03 | 0 | 2.5907 | 0 | 0 | 0 | 0 | 0 | 0 | 0 | 0 | 2.5907 | 0 | 0 | 0 | 0 | 0 | -1 | 11 | 0 | 0
12 | 0 | 0 | 0 | 0 | 0 | 0 | 1.03 | 0 | 2.798 | 0 | 0 | 0 | 0 | 0 | 0 | 0 | 0 | 2.798 | 0 | 0 | 0 | 0 | 0 | -1 | 12 | 0 | 0
13 | 0 | 0 | 0 | 0 | 0 | 0 | 1.03 | 0 | 3.0218 | 0 | 0 | 0 | 0 | 0 | 0 | 0 | 0 | 3.0218 | 0 | 0 | 0 | 0 | 0 | -1 | 13 | 0 | 0
14 | 0 | 0 | 0 | 0 | 0 | 0 | 1.03 | 0 | 3.2635 | 0 | 0 | 0 | 0 | 0 | 0 | 0 | 0 | 3.2635 | 0 | 0 | 0 | 0 | 0 | -1 | 14 | 0 | 0
15 | 0 | 0 | 0 | 0 | 0 | 0 | 1.03 | 0 | 3.5246 | 0 | 0 | 0 | 0 | 0 | 0 | 0 | 0 | 3.5246 | 0 | 0 | 0 | 0 | 0 | -1 | 15 | 0 | 0
16 | 0 | 0 | 0 | 0 | 0 | 0 | 1.03 | 0 | 3.8066 | 0 | 0 | 0 | 0 | 0 | 0 | 0 | 0 | 3.8066 | 0 | 0 | 0 | 0 | 0 | -1 | 16 | 0 | 0
17 | 0 | 0 | 0 | 0 | 0 | 0 | 1.03 | 0 | 4.1111 | 0 | 0 | 0 | 0 | 0 | 0 | 0 | 0 | 4.1111 | 0 | 0 | 0 | 0 | 0 | -1 | 17 | 0 | 0
18 | 0 | 0 | 0 | 0 | 0 | 0 | 1.03 | 0 | 4.44 | 0 | 0 | 0 | 0 | 0 | 0 | 0 | 0 | 4.44 | 0 | 0 | 0 | 0 | 0 | -1 | 18 | 0 | 0
19 | 0 | 0 | 0 | 0 | 0 | 0 | 1.03 | 0 | 4.7952 | 0 | 0 | 0 | 0 | 0 | 0 | 0 | 0 | 4.7952 | 0 | 0 | 0 | 0 | 0 | -1 | 19 | 0 | 0
20 | 0 | 0 | 0 | 0 | 0 | 0 | 1.03 | 0 | 5.1788 | 0 | 0 | 0 | 0 | 0 | 0 | 0 | 0 | 5.1788 | 0 | 0 | 0 | 0 | 0 | -1 | 20 | 0 | 0
21 | 0 | 0 | 0 | 0 | 0 | 0 | 1.03 | 0 | 5.5931 | 0 | 0 | 0 | 0 | 0 | 0 | 0 | 0 | 5.5931 | 0 | 0 | 0 | 0 | 0 | -1 | 21 | 0 | 0
22 | 0 | 0 | 0 | 0 | 0 | 0 | 1.03 | 0 | 6.0406 | 0 | 0 | 0 | 0 | 0 | 0 | 0 | 0 | 6.0406 | 0 | 0 | 0 | 0 | 0 | -1 | 22 | 0 | 0
23 | 0 | 0 | 0 | 0 | 0 | 0 | 1.03 | 0 | 6.5238 | 0 | 0 | 0 | 0 | 0 | 0 | 0 | 0 | 6.5238 | 0 | 0 | 0 | 0 | 0 | -1 | 23 | 0 | 0
24 | 0 | 0 | 0 | 0 | 0 | 0 | 1.03 | 0 | 7.0458 | 0 | 0 | 0 | 0 | 0 | 0 | 0 | 0 | 7.0458 | 0 | 0 | 0 | 0 | 0 | -1 | 24 | 0 | 0
25 | 0 | 0 | 0 | 0 | 0 | 0 | 1.03 | 0 | 7.6094 | 0 | 0 | 0 | 0 | 0 | 0 | 0 | 0 | 7.6094 | 0 | 0 | 0 | 0 | 0 | -1 | 25 | 0 | 0
26 | 0 | 0 | 0 | 0 | 0 | 0 | 1.03 | 0 | 8.2182 | 0 | 0 | 0 | 0 | 0 | 0 | 0 | 0 | 8.2182 | 0 | 0 | 0 | 0 | 0 | -1 | 26 | 0 | 0
27 | 0 | 0 | 0 | 0 | 0 | 0 | 1.03 | 0 | 8.8756 | 0 | 0 | 0 | 0 | 0 | 0 | 0 | 0 | 8.8756 | 0 | 0 | 0 | 0 | 0 | -1 | 27 | 0 | 0
28 | 0 | 0 | 0 | 0 | 0 | 0 | 1.03 | 0 | 9.5857 | 0 | 0 | 0 | 0 | 0 | 0 | 0 | 0 | 9.5857 | 0 | 0 | 0 | 0 | 0 | -1 | 28 | 0 | 0
29 | 0 | 0 | 0 | 0 | 0 | 0 | 1.03 | 0 | 10.3525 | 0 | 0 | 0 | 0 | 0 | 0 | 0 | 0 | 10.3525 | 0 | 0 | 0 | 0 | 0 | -1 | 29 | 0 | 0
30 | 0 | 0 | 0 | 0 | 0 | 0 | 1.03 | 0 | 11.1807 | 0 | 0 | 0 | 0 | 0 | 0 | 0 | 0 | 11.1807 | 0 | 0 | 0 | 0 | 0 | -1 | 30 | 0 | 0
Replacement Five Calculations
| Replacement Five Row: Old Tech |  |  | 18 | [6 empty] | Replacement Five Row: New Tech |  |  | 33
| Old Technology |  | No of Units to be Replaced | Watts | Annual Operating Hours | Capital Cost (R/unit) |  |  | Installation Cost (R/unit) | Bulk Fixture Replacement Needed Every X Years? | New Technology |  | No of Units to be Replaced | Watts | Annual Operating Hours | Capital Cost (R/unit) |  | Installation Cost (R/unit) | Bulk Fixture Replacement Needed Every X Years?
| 0 |  | 0 | 0 | 0 | 0 |  |  | 0 | 0 | 0 |  | 0 | 0 | 0 | 0 |  | 0 | 0
| Old Technology Costs | [9 empty] | New Technology Costs | [8 empty] | Savings
Years | Cost if Replacement Required | Bulk Fixture Replacement Needed Every X Years? | Replacement Calc | Replacement Required? | Replacement Costs | Annual kwH Usage | C02 kg per kWh | C02 emissions kgs | Tariff | Annual Electricity Charge of Old Tech | Cost if Replacement Required | Bulk Fixture Replacement Needed Every X Years? | Replacement Calc | Replacement Required? | Replacement Costs | Annual kwH Usage | C02 emissions kgs | Tariff | Annual Electricity Charge of New Tech | Annual Savings Replacement Cost | Annual Savings Electricity | Total Annual Savings | Cumulative Savings | PayBack Test | Years | Cumulative Savings | Emissions Savings in Kgs
1 | 0 | 0 | 1 | 1 | 0 | 0 | 1.03 | 0 | 1.2 | 0 | 0 | 0 | 1 | 1 | 0 | 0 | 0 | 1.2 | 0 | 0 | 0 | 0 | 0 | 1 | 1 | 0 | 0 | Please note that line 1 & 2 are different
2 | 0 | 0 | 0 | 0 | 0 | 0 | 1.03 | 0 | 1.296 | 0 | 0 | 0 | 0 | 0 | 0 | 0 | 0 | 1.296 | 0 | 0 | 0 | 0 | 0 | -1 | 2 | 0 | 0
3 | 0 | 0 | 0 | 0 | 0 | 0 | 1.03 | 0 | 1.3997 | 0 | 0 | 0 | 0 | 0 | 0 | 0 | 0 | 1.3997 | 0 | 0 | 0 | 0 | 0 | -1 | 3 | 0 | 0
4 | 0 | 0 | 0 | 0 | 0 | 0 | 1.03 | 0 | 1.5117 | 0 | 0 | 0 | 0 | 0 | 0 | 0 | 0 | 1.5117 | 0 | 0 | 0 | 0 | 0 | -1 | 4 | 0 | 0
5 | 0 | 0 | 0 | 0 | 0 | 0 | 1.03 | 0 | 1.6326 | 0 | 0 | 0 | 0 | 0 | 0 | 0 | 0 | 1.6326 | 0 | 0 | 0 | 0 | 0 | -1 | 5 | 0 | 0
6 | 0 | 0 | 0 | 0 | 0 | 0 | 1.03 | 0 | 1.7632 | 0 | 0 | 0 | 0 | 0 | 0 | 0 | 0 | 1.7632 | 0 | 0 | 0 | 0 | 0 | -1 | 6 | 0 | 0
7 | 0 | 0 | 0 | 0 | 0 | 0 | 1.03 | 0 | 1.9042 | 0 | 0 | 0 | 0 | 0 | 0 | 0 | 0 | 1.9042 | 0 | 0 | 0 | 0 | 0 | -1 | 7 | 0 | 0
8 | 0 | 0 | 0 | 0 | 0 | 0 | 1.03 | 0 | 2.0566 | 0 | 0 | 0 | 0 | 0 | 0 | 0 | 0 | 2.0566 | 0 | 0 | 0 | 0 | 0 | -1 | 8 | 0 | 0
9 | 0 | 0 | 0 | 0 | 0 | 0 | 1.03 | 0 | 2.2211 | 0 | 0 | 0 | 0 | 0 | 0 | 0 | 0 | 2.2211 | 0 | 0 | 0 | 0 | 0 | -1 | 9 | 0 | 0
10 | 0 | 0 | 0 | 0 | 0 | 0 | 1.03 | 0 | 2.3988 | 0 | 0 | 0 | 0 | 0 | 0 | 0 | 0 | 2.3988 | 0 | 0 | 0 | 0 | 0 | -1 | 10 | 0 | 0
11 | 0 | 0 | 0 | 0 | 0 | 0 | 1.03 | 0 | 2.5907 | 0 | 0 | 0 | 0 | 0 | 0 | 0 | 0 | 2.5907 | 0 | 0 | 0 | 0 | 0 | -1 | 11 | 0 | 0
12 | 0 | 0 | 0 | 0 | 0 | 0 | 1.03 | 0 | 2.798 | 0 | 0 | 0 | 0 | 0 | 0 | 0 | 0 | 2.798 | 0 | 0 | 0 | 0 | 0 | -1 | 12 | 0 | 0
13 | 0 | 0 | 0 | 0 | 0 | 0 | 1.03 | 0 | 3.0218 | 0 | 0 | 0 | 0 | 0 | 0 | 0 | 0 | 3.0218 | 0 | 0 | 0 | 0 | 0 | -1 | 13 | 0 | 0
14 | 0 | 0 | 0 | 0 | 0 | 0 | 1.03 | 0 | 3.2635 | 0 | 0 | 0 | 0 | 0 | 0 | 0 | 0 | 3.2635 | 0 | 0 | 0 | 0 | 0 | -1 | 14 | 0 | 0
15 | 0 | 0 | 0 | 0 | 0 | 0 | 1.03 | 0 | 3.5246 | 0 | 0 | 0 | 0 | 0 | 0 | 0 | 0 | 3.5246 | 0 | 0 | 0 | 0 | 0 | -1 | 15 | 0 | 0
16 | 0 | 0 | 0 | 0 | 0 | 0 | 1.03 | 0 | 3.8066 | 0 | 0 | 0 | 0 | 0 | 0 | 0 | 0 | 3.8066 | 0 | 0 | 0 | 0 | 0 | -1 | 16 | 0 | 0
17 | 0 | 0 | 0 | 0 | 0 | 0 | 1.03 | 0 | 4.1111 | 0 | 0 | 0 | 0 | 0 | 0 | 0 | 0 | 4.1111 | 0 | 0 | 0 | 0 | 0 | -1 | 17 | 0 | 0
18 | 0 | 0 | 0 | 0 | 0 | 0 | 1.03 | 0 | 4.44 | 0 | 0 | 0 | 0 | 0 | 0 | 0 | 0 | 4.44 | 0 | 0 | 0 | 0 | 0 | -1 | 18 | 0 | 0
19 | 0 | 0 | 0 | 0 | 0 | 0 | 1.03 | 0 | 4.7952 | 0 | 0 | 0 | 0 | 0 | 0 | 0 | 0 | 4.7952 | 0 | 0 | 0 | 0 | 0 | -1 | 19 | 0 | 0
20 | 0 | 0 | 0 | 0 | 0 | 0 | 1.03 | 0 | 5.1788 | 0 | 0 | 0 | 0 | 0 | 0 | 0 | 0 | 5.1788 | 0 | 0 | 0 | 0 | 0 | -1 | 20 | 0 | 0
21 | 0 | 0 | 0 | 0 | 0 | 0 | 1.03 | 0 | 5.5931 | 0 | 0 | 0 | 0 | 0 | 0 | 0 | 0 | 5.5931 | 0 | 0 | 0 | 0 | 0 | -1 | 21 | 0 | 0
22 | 0 | 0 | 0 | 0 | 0 | 0 | 1.03 | 0 | 6.0406 | 0 | 0 | 0 | 0 | 0 | 0 | 0 | 0 | 6.0406 | 0 | 0 | 0 | 0 | 0 | -1 | 22 | 0 | 0
23 | 0 | 0 | 0 | 0 | 0 | 0 | 1.03 | 0 | 6.5238 | 0 | 0 | 0 | 0 | 0 | 0 | 0 | 0 | 6.5238 | 0 | 0 | 0 | 0 | 0 | -1 | 23 | 0 | 0
24 | 0 | 0 | 0 | 0 | 0 | 0 | 1.03 | 0 | 7.0458 | 0 | 0 | 0 | 0 | 0 | 0 | 0 | 0 | 7.0458 | 0 | 0 | 0 | 0 | 0 | -1 | 24 | 0 | 0
25 | 0 | 0 | 0 | 0 | 0 | 0 | 1.03 | 0 | 7.6094 | 0 | 0 | 0 | 0 | 0 | 0 | 0 | 0 | 7.6094 | 0 | 0 | 0 | 0 | 0 | -1 | 25 | 0 | 0
26 | 0 | 0 | 0 | 0 | 0 | 0 | 1.03 | 0 | 8.2182 | 0 | 0 | 0 | 0 | 0 | 0 | 0 | 0 | 8.2182 | 0 | 0 | 0 | 0 | 0 | -1 | 26 | 0 | 0
27 | 0 | 0 | 0 | 0 | 0 | 0 | 1.03 | 0 | 8.8756 | 0 | 0 | 0 | 0 | 0 | 0 | 0 | 0 | 8.8756 | 0 | 0 | 0 | 0 | 0 | -1 | 27 | 0 | 0
28 | 0 | 0 | 0 | 0 | 0 | 0 | 1.03 | 0 | 9.5857 | 0 | 0 | 0 | 0 | 0 | 0 | 0 | 0 | 9.5857 | 0 | 0 | 0 | 0 | 0 | -1 | 28 | 0 | 0
29 | 0 | 0 | 0 | 0 | 0 | 0 | 1.03 | 0 | 10.3525 | 0 | 0 | 0 | 0 | 0 | 0 | 0 | 0 | 10.3525 | 0 | 0 | 0 | 0 | 0 | -1 | 29 | 0 | 0
30 | 0 | 0 | 0 | 0 | 0 | 0 | 1.03 | 0 | 11.1807 | 0 | 0 | 0 | 0 | 0 | 0 | 0 | 0 | 11.1807 | 0 | 0 | 0 | 0 | 0 | -1 | 30 | 0 | 0
Replacement six Calculations
| Replacement six Row: Old Tech |  |  | 19 | [6 empty] | Replacement six Row: New Tech |  |  | 34
| Old Technology |  | No of Units to be Replaced | Watts | Annual Operating Hours | Capital Cost (R/unit) |  |  | Installation Cost (R/unit) | Bulk Fixture Replacement Needed Every X Years? | New Technology |  | No of Units to be Replaced | Watts | Annual Operating Hours | Capital Cost (R/unit) |  | Installation Cost (R/unit) | Bulk Fixture Replacement Needed Every X Years?
| 0 |  | 0 | 0 | 0 | 0 |  |  | 0 | 0 | 0 |  | 0 | 0 | 0 | 0 |  | 0 | 0
| Old Technology Costs | [9 empty] | New Technology Costs | [8 empty] | Savings
Years | Cost if Replacement Required | Bulk Fixture Replacement Needed Every X Years? | Replacement Calc | Replacement Required? | Replacement Costs | Annual kwH Usage | C02 kg per kWh | C02 emissions kgs | Tariff | Annual Electricity Charge of Old Tech | Cost if Replacement Required | Bulk Fixture Replacement Needed Every X Years? | Replacement Calc | Replacement Required? | Replacement Costs | Annual kwH Usage | C02 emissions kgs | Tariff | Annual Electricity Charge of New Tech | Annual Savings Replacement Cost | Annual Savings Electricity | Total Annual Savings | Cumulative Savings | PayBack Test | Years | Cumulative Savings | Emissions Savings in Kgs
1 | 0 | 0 | 1 | 1 | 0 | 0 | 1.03 | 0 | 1.2 | 0 | 0 | 0 | 1 | 1 | 0 | 0 | 0 | 1.2 | 0 | 0 | 0 | 0 | 0 | 1 | 1 | 0 | 0 | Please note that line 1 & 2 are different
2 | 0 | 0 | 0 | 0 | 0 | 0 | 1.03 | 0 | 1.296 | 0 | 0 | 0 | 0 | 0 | 0 | 0 | 0 | 1.296 | 0 | 0 | 0 | 0 | 0 | -1 | 2 | 0 | 0
3 | 0 | 0 | 0 | 0 | 0 | 0 | 1.03 | 0 | 1.3997 | 0 | 0 | 0 | 0 | 0 | 0 | 0 | 0 | 1.3997 | 0 | 0 | 0 | 0 | 0 | -1 | 3 | 0 | 0
4 | 0 | 0 | 0 | 0 | 0 | 0 | 1.03 | 0 | 1.5117 | 0 | 0 | 0 | 0 | 0 | 0 | 0 | 0 | 1.5117 | 0 | 0 | 0 | 0 | 0 | -1 | 4 | 0 | 0
5 | 0 | 0 | 0 | 0 | 0 | 0 | 1.03 | 0 | 1.6326 | 0 | 0 | 0 | 0 | 0 | 0 | 0 | 0 | 1.6326 | 0 | 0 | 0 | 0 | 0 | -1 | 5 | 0 | 0
6 | 0 | 0 | 0 | 0 | 0 | 0 | 1.03 | 0 | 1.7632 | 0 | 0 | 0 | 0 | 0 | 0 | 0 | 0 | 1.7632 | 0 | 0 | 0 | 0 | 0 | -1 | 6 | 0 | 0
7 | 0 | 0 | 0 | 0 | 0 | 0 | 1.03 | 0 | 1.9042 | 0 | 0 | 0 | 0 | 0 | 0 | 0 | 0 | 1.9042 | 0 | 0 | 0 | 0 | 0 | -1 | 7 | 0 | 0
8 | 0 | 0 | 0 | 0 | 0 | 0 | 1.03 | 0 | 2.0566 | 0 | 0 | 0 | 0 | 0 | 0 | 0 | 0 | 2.0566 | 0 | 0 | 0 | 0 | 0 | -1 | 8 | 0 | 0
9 | 0 | 0 | 0 | 0 | 0 | 0 | 1.03 | 0 | 2.2211 | 0 | 0 | 0 | 0 | 0 | 0 | 0 | 0 | 2.2211 | 0 | 0 | 0 | 0 | 0 | -1 | 9 | 0 | 0
10 | 0 | 0 | 0 | 0 | 0 | 0 | 1.03 | 0 | 2.3988 | 0 | 0 | 0 | 0 | 0 | 0 | 0 | 0 | 2.3988 | 0 | 0 | 0 | 0 | 0 | -1 | 10 | 0 | 0
11 | 0 | 0 | 0 | 0 | 0 | 0 | 1.03 | 0 | 2.5907 | 0 | 0 | 0 | 0 | 0 | 0 | 0 | 0 | 2.5907 | 0 | 0 | 0 | 0 | 0 | -1 | 11 | 0 | 0
12 | 0 | 0 | 0 | 0 | 0 | 0 | 1.03 | 0 | 2.798 | 0 | 0 | 0 | 0 | 0 | 0 | 0 | 0 | 2.798 | 0 | 0 | 0 | 0 | 0 | -1 | 12 | 0 | 0
13 | 0 | 0 | 0 | 0 | 0 | 0 | 1.03 | 0 | 3.0218 | 0 | 0 | 0 | 0 | 0 | 0 | 0 | 0 | 3.0218 | 0 | 0 | 0 | 0 | 0 | -1 | 13 | 0 | 0
14 | 0 | 0 | 0 | 0 | 0 | 0 | 1.03 | 0 | 3.2635 | 0 | 0 | 0 | 0 | 0 | 0 | 0 | 0 | 3.2635 | 0 | 0 | 0 | 0 | 0 | -1 | 14 | 0 | 0
15 | 0 | 0 | 0 | 0 | 0 | 0 | 1.03 | 0 | 3.5246 | 0 | 0 | 0 | 0 | 0 | 0 | 0 | 0 | 3.5246 | 0 | 0 | 0 | 0 | 0 | -1 | 15 | 0 | 0
16 | 0 | 0 | 0 | 0 | 0 | 0 | 1.03 | 0 | 3.8066 | 0 | 0 | 0 | 0 | 0 | 0 | 0 | 0 | 3.8066 | 0 | 0 | 0 | 0 | 0 | -1 | 16 | 0 | 0
17 | 0 | 0 | 0 | 0 | 0 | 0 | 1.03 | 0 | 4.1111 | 0 | 0 | 0 | 0 | 0 | 0 | 0 | 0 | 4.1111 | 0 | 0 | 0 | 0 | 0 | -1 | 17 | 0 | 0
18 | 0 | 0 | 0 | 0 | 0 | 0 | 1.03 | 0 | 4.44 | 0 | 0 | 0 | 0 | 0 | 0 | 0 | 0 | 4.44 | 0 | 0 | 0 | 0 | 0 | -1 | 18 | 0 | 0
19 | 0 | 0 | 0 | 0 | 0 | 0 | 1.03 | 0 | 4.7952 | 0 | 0 | 0 | 0 | 0 | 0 | 0 | 0 | 4.7952 | 0 | 0 | 0 | 0 | 0 | -1 | 19 | 0 | 0
20 | 0 | 0 | 0 | 0 | 0 | 0 | 1.03 | 0 | 5.1788 | 0 | 0 | 0 | 0 | 0 | 0 | 0 | 0 | 5.1788 | 0 | 0 | 0 | 0 | 0 | -1 | 20 | 0 | 0
21 | 0 | 0 | 0 | 0 | 0 | 0 | 1.03 | 0 | 5.5931 | 0 | 0 | 0 | 0 | 0 | 0 | 0 | 0 | 5.5931 | 0 | 0 | 0 | 0 | 0 | -1 | 21 | 0 | 0
22 | 0 | 0 | 0 | 0 | 0 | 0 | 1.03 | 0 | 6.0406 | 0 | 0 | 0 | 0 | 0 | 0 | 0 | 0 | 6.0406 | 0 | 0 | 0 | 0 | 0 | -1 | 22 | 0 | 0
23 | 0 | 0 | 0 | 0 | 0 | 0 | 1.03 | 0 | 6.5238 | 0 | 0 | 0 | 0 | 0 | 0 | 0 | 0 | 6.5238 | 0 | 0 | 0 | 0 | 0 | -1 | 23 | 0 | 0
24 | 0 | 0 | 0 | 0 | 0 | 0 | 1.03 | 0 | 7.0458 | 0 | 0 | 0 | 0 | 0 | 0 | 0 | 0 | 7.0458 | 0 | 0 | 0 | 0 | 0 | -1 | 24 | 0 | 0
25 | 0 | 0 | 0 | 0 | 0 | 0 | 1.03 | 0 | 7.6094 | 0 | 0 | 0 | 0 | 0 | 0 | 0 | 0 | 7.6094 | 0 | 0 | 0 | 0 | 0 | -1 | 25 | 0 | 0
26 | 0 | 0 | 0 | 0 | 0 | 0 | 1.03 | 0 | 8.2182 | 0 | 0 | 0 | 0 | 0 | 0 | 0 | 0 | 8.2182 | 0 | 0 | 0 | 0 | 0 | -1 | 26 | 0 | 0
27 | 0 | 0 | 0 | 0 | 0 | 0 | 1.03 | 0 | 8.8756 | 0 | 0 | 0 | 0 | 0 | 0 | 0 | 0 | 8.8756 | 0 | 0 | 0 | 0 | 0 | -1 | 27 | 0 | 0
28 | 0 | 0 | 0 | 0 | 0 | 0 | 1.03 | 0 | 9.5857 | 0 | 0 | 0 | 0 | 0 | 0 | 0 | 0 | 9.5857 | 0 | 0 | 0 | 0 | 0 | -1 | 28 | 0 | 0
29 | 0 | 0 | 0 | 0 | 0 | 0 | 1.03 | 0 | 10.3525 | 0 | 0 | 0 | 0 | 0 | 0 | 0 | 0 | 10.3525 | 0 | 0 | 0 | 0 | 0 | -1 | 29 | 0 | 0
30 | 0 | 0 | 0 | 0 | 0 | 0 | 1.03 | 0 | 11.1807 | 0 | 0 | 0 | 0 | 0 | 0 | 0 | 0 | 11.1807 | 0 | 0 | 0 | 0 | 0 | -1 | 30 | 0 | 0
Replacement Seven Calculations
| Replacement Seven Row: Old Tech |  |  | 20 | [6 empty] | Replacement Seven Row: New Tech |  |  | 35
| Old Technology |  | No of Units to be Replaced | Watts | Annual Operating Hours | Capital Cost (R/unit) |  |  | Installation Cost (R/unit) | Bulk Fixture Replacement Needed Every X Years? | New Technology |  | No of Units to be Replaced | Watts | Annual Operating Hours | Capital Cost (R/unit) |  | Installation Cost (R/unit) | Bulk Fixture Replacement Needed Every X Years?
| 0 |  | 0 | 0 | 0 | 0 |  |  | 0 | 0 | 0 |  | 0 | 0 | 0 | 0 |  | 0 | 0
| Old Technology Costs | [9 empty] | New Technology Costs | [8 empty] | Savings
Years | Cost if Replacement Required | Bulk Fixture Replacement Needed Every X Years? | Replacement Calc | Replacement Required? | Replacement Costs | Annual kwH Usage | C02 kg per kWh | C02 emissions kgs | Tariff | Annual Electricity Charge of Old Tech | Cost if Replacement Required | Bulk Fixture Replacement Needed Every X Years? | Replacement Calc | Replacement Required? | Replacement Costs | Annual kwH Usage | C02 emissions kgs | Tariff | Annual Electricity Charge of New Tech | Annual Savings Replacement Cost | Annual Savings Electricity | Total Annual Savings | Cumulative Savings | PayBack Test | Years | Cumulative Savings | Emissions Savings in Kgs
1 | 0 | 0 | 1 | 1 | 0 | 0 | 1.03 | 0 | 1.2 | 0 | 0 | 0 | 1 | 1 | 0 | 0 | 0 | 1.2 | 0 | 0 | 0 | 0 | 0 | 1 | 1 | 0 | 0 | Please note that line 1 & 2 are different
2 | 0 | 0 | 0 | 0 | 0 | 0 | 1.03 | 0 | 1.296 | 0 | 0 | 0 | 0 | 0 | 0 | 0 | 0 | 1.296 | 0 | 0 | 0 | 0 | 0 | -1 | 2 | 0 | 0
3 | 0 | 0 | 0 | 0 | 0 | 0 | 1.03 | 0 | 1.3997 | 0 | 0 | 0 | 0 | 0 | 0 | 0 | 0 | 1.3997 | 0 | 0 | 0 | 0 | 0 | -1 | 3 | 0 | 0
4 | 0 | 0 | 0 | 0 | 0 | 0 | 1.03 | 0 | 1.5117 | 0 | 0 | 0 | 0 | 0 | 0 | 0 | 0 | 1.5117 | 0 | 0 | 0 | 0 | 0 | -1 | 4 | 0 | 0
5 | 0 | 0 | 0 | 0 | 0 | 0 | 1.03 | 0 | 1.6326 | 0 | 0 | 0 | 0 | 0 | 0 | 0 | 0 | 1.6326 | 0 | 0 | 0 | 0 | 0 | -1 | 5 | 0 | 0
6 | 0 | 0 | 0 | 0 | 0 | 0 | 1.03 | 0 | 1.7632 | 0 | 0 | 0 | 0 | 0 | 0 | 0 | 0 | 1.7632 | 0 | 0 | 0 | 0 | 0 | -1 | 6 | 0 | 0
7 | 0 | 0 | 0 | 0 | 0 | 0 | 1.03 | 0 | 1.9042 | 0 | 0 | 0 | 0 | 0 | 0 | 0 | 0 | 1.9042 | 0 | 0 | 0 | 0 | 0 | -1 | 7 | 0 | 0
8 | 0 | 0 | 0 | 0 | 0 | 0 | 1.03 | 0 | 2.0566 | 0 | 0 | 0 | 0 | 0 | 0 | 0 | 0 | 2.0566 | 0 | 0 | 0 | 0 | 0 | -1 | 8 | 0 | 0
9 | 0 | 0 | 0 | 0 | 0 | 0 | 1.03 | 0 | 2.2211 | 0 | 0 | 0 | 0 | 0 | 0 | 0 | 0 | 2.2211 | 0 | 0 | 0 | 0 | 0 | -1 | 9 | 0 | 0
10 | 0 | 0 | 0 | 0 | 0 | 0 | 1.03 | 0 | 2.3988 | 0 | 0 | 0 | 0 | 0 | 0 | 0 | 0 | 2.3988 | 0 | 0 | 0 | 0 | 0 | -1 | 10 | 0 | 0
11 | 0 | 0 | 0 | 0 | 0 | 0 | 1.03 | 0 | 2.5907 | 0 | 0 | 0 | 0 | 0 | 0 | 0 | 0 | 2.5907 | 0 | 0 | 0 | 0 | 0 | -1 | 11 | 0 | 0
12 | 0 | 0 | 0 | 0 | 0 | 0 | 1.03 | 0 | 2.798 | 0 | 0 | 0 | 0 | 0 | 0 | 0 | 0 | 2.798 | 0 | 0 | 0 | 0 | 0 | -1 | 12 | 0 | 0
13 | 0 | 0 | 0 | 0 | 0 | 0 | 1.03 | 0 | 3.0218 | 0 | 0 | 0 | 0 | 0 | 0 | 0 | 0 | 3.0218 | 0 | 0 | 0 | 0 | 0 | -1 | 13 | 0 | 0
14 | 0 | 0 | 0 | 0 | 0 | 0 | 1.03 | 0 | 3.2635 | 0 | 0 | 0 | 0 | 0 | 0 | 0 | 0 | 3.2635 | 0 | 0 | 0 | 0 | 0 | -1 | 14 | 0 | 0
15 | 0 | 0 | 0 | 0 | 0 | 0 | 1.03 | 0 | 3.5246 | 0 | 0 | 0 | 0 | 0 | 0 | 0 | 0 | 3.5246 | 0 | 0 | 0 | 0 | 0 | -1 | 15 | 0 | 0
16 | 0 | 0 | 0 | 0 | 0 | 0 | 1.03 | 0 | 3.8066 | 0 | 0 | 0 | 0 | 0 | 0 | 0 | 0 | 3.8066 | 0 | 0 | 0 | 0 | 0 | -1 | 16 | 0 | 0
17 | 0 | 0 | 0 | 0 | 0 | 0 | 1.03 | 0 | 4.1111 | 0 | 0 | 0 | 0 | 0 | 0 | 0 | 0 | 4.1111 | 0 | 0 | 0 | 0 | 0 | -1 | 17 | 0 | 0
18 | 0 | 0 | 0 | 0 | 0 | 0 | 1.03 | 0 | 4.44 | 0 | 0 | 0 | 0 | 0 | 0 | 0 | 0 | 4.44 | 0 | 0 | 0 | 0 | 0 | -1 | 18 | 0 | 0
19 | 0 | 0 | 0 | 0 | 0 | 0 | 1.03 | 0 | 4.7952 | 0 | 0 | 0 | 0 | 0 | 0 | 0 | 0 | 4.7952 | 0 | 0 | 0 | 0 | 0 | -1 | 19 | 0 | 0
20 | 0 | 0 | 0 | 0 | 0 | 0 | 1.03 | 0 | 5.1788 | 0 | 0 | 0 | 0 | 0 | 0 | 0 | 0 | 5.1788 | 0 | 0 | 0 | 0 | 0 | -1 | 20 | 0 | 0
21 | 0 | 0 | 0 | 0 | 0 | 0 | 1.03 | 0 | 5.5931 | 0 | 0 | 0 | 0 | 0 | 0 | 0 | 0 | 5.5931 | 0 | 0 | 0 | 0 | 0 | -1 | 21 | 0 | 0
22 | 0 | 0 | 0 | 0 | 0 | 0 | 1.03 | 0 | 6.0406 | 0 | 0 | 0 | 0 | 0 | 0 | 0 | 0 | 6.0406 | 0 | 0 | 0 | 0 | 0 | -1 | 22 | 0 | 0
23 | 0 | 0 | 0 | 0 | 0 | 0 | 1.03 | 0 | 6.5238 | 0 | 0 | 0 | 0 | 0 | 0 | 0 | 0 | 6.5238 | 0 | 0 | 0 | 0 | 0 | -1 | 23 | 0 | 0
24 | 0 | 0 | 0 | 0 | 0 | 0 | 1.03 | 0 | 7.0458 | 0 | 0 | 0 | 0 | 0 | 0 | 0 | 0 | 7.0458 | 0 | 0 | 0 | 0 | 0 | -1 | 24 | 0 | 0
25 | 0 | 0 | 0 | 0 | 0 | 0 | 1.03 | 0 | 7.6094 | 0 | 0 | 0 | 0 | 0 | 0 | 0 | 0 | 7.6094 | 0 | 0 | 0 | 0 | 0 | -1 | 25 | 0 | 0
26 | 0 | 0 | 0 | 0 | 0 | 0 | 1.03 | 0 | 8.2182 | 0 | 0 | 0 | 0 | 0 | 0 | 0 | 0 | 8.2182 | 0 | 0 | 0 | 0 | 0 | -1 | 26 | 0 | 0
27 | 0 | 0 | 0 | 0 | 0 | 0 | 1.03 | 0 | 8.8756 | 0 | 0 | 0 | 0 | 0 | 0 | 0 | 0 | 8.8756 | 0 | 0 | 0 | 0 | 0 | -1 | 27 | 0 | 0
28 | 0 | 0 | 0 | 0 | 0 | 0 | 1.03 | 0 | 9.5857 | 0 | 0 | 0 | 0 | 0 | 0 | 0 | 0 | 9.5857 | 0 | 0 | 0 | 0 | 0 | -1 | 28 | 0 | 0
29 | 0 | 0 | 0 | 0 | 0 | 0 | 1.03 | 0 | 10.3525 | 0 | 0 | 0 | 0 | 0 | 0 | 0 | 0 | 10.3525 | 0 | 0 | 0 | 0 | 0 | -1 | 29 | 0 | 0
30 | 0 | 0 | 0 | 0 | 0 | 0 | 1.03 | 0 | 11.1807 | 0 | 0 | 0 | 0 | 0 | 0 | 0 | 0 | 11.1807 | 0 | 0 | 0 | 0 | 0 | -1 | 30 | 0 | 0
Replacement Eight Calculations
| Replacement Eight Row: Old Tech |  |  | 21 | [6 empty] | Replacement Eight Row: New Tech |  |  | 36
| Old Technology |  | No of Units to be Replaced | Watts | Annual Operating Hours | Capital Cost (R/unit) |  |  | Installation Cost (R/unit) | Bulk Fixture Replacement Needed Every X Years? | New Technology |  | No of Units to be Replaced | Watts | Annual Operating Hours | Capital Cost (R/unit) |  | Installation Cost (R/unit) | Bulk Fixture Replacement Needed Every X Years?
| 0 |  | 0 | 0 | 0 | 0 |  |  | 0 | 0 | 0 |  | 0 | 0 | 0 | 0 |  | 0 | 0
| Old Technology Costs | [9 empty] | New Technology Costs | [8 empty] | Savings
Years | Cost if Replacement Required | Bulk Fixture Replacement Needed Every X Years? | Replacement Calc | Replacement Required? | Replacement Costs | Annual kwH Usage | C02 kg per kWh | C02 emissions kgs | Tariff | Annual Electricity Charge of Old Tech | Cost if Replacement Required | Bulk Fixture Replacement Needed Every X Years? | Replacement Calc | Replacement Required? | Replacement Costs | Annual kwH Usage | C02 emissions kgs | Tariff | Annual Electricity Charge of New Tech | Annual Savings Replacement Cost | Annual Savings Electricity | Total Annual Savings | Cumulative Savings | PayBack Test | Years | Cumulative Savings | Emissions Savings in Kgs
1 | 0 | 0 | 1 | 1 | 0 | 0 | 1.03 | 0 | 1.2 | 0 | 0 | 0 | 1 | 1 | 0 | 0 | 0 | 1.2 | 0 | 0 | 0 | 0 | 0 | 1 | 1 | 0 | 0 | Please note that line 1 & 2 are different
2 | 0 | 0 | 0 | 0 | 0 | 0 | 1.03 | 0 | 1.296 | 0 | 0 | 0 | 0 | 0 | 0 | 0 | 0 | 1.296 | 0 | 0 | 0 | 0 | 0 | -1 | 2 | 0 | 0
3 | 0 | 0 | 0 | 0 | 0 | 0 | 1.03 | 0 | 1.3997 | 0 | 0 | 0 | 0 | 0 | 0 | 0 | 0 | 1.3997 | 0 | 0 | 0 | 0 | 0 | -1 | 3 | 0 | 0
4 | 0 | 0 | 0 | 0 | 0 | 0 | 1.03 | 0 | 1.5117 | 0 | 0 | 0 | 0 | 0 | 0 | 0 | 0 | 1.5117 | 0 | 0 | 0 | 0 | 0 | -1 | 4 | 0 | 0
5 | 0 | 0 | 0 | 0 | 0 | 0 | 1.03 | 0 | 1.6326 | 0 | 0 | 0 | 0 | 0 | 0 | 0 | 0 | 1.6326 | 0 | 0 | 0 | 0 | 0 | -1 | 5 | 0 | 0
6 | 0 | 0 | 0 | 0 | 0 | 0 | 1.03 | 0 | 1.7632 | 0 | 0 | 0 | 0 | 0 | 0 | 0 | 0 | 1.7632 | 0 | 0 | 0 | 0 | 0 | -1 | 6 | 0 | 0
7 | 0 | 0 | 0 | 0 | 0 | 0 | 1.03 | 0 | 1.9042 | 0 | 0 | 0 | 0 | 0 | 0 | 0 | 0 | 1.9042 | 0 | 0 | 0 | 0 | 0 | -1 | 7 | 0 | 0
8 | 0 | 0 | 0 | 0 | 0 | 0 | 1.03 | 0 | 2.0566 | 0 | 0 | 0 | 0 | 0 | 0 | 0 | 0 | 2.0566 | 0 | 0 | 0 | 0 | 0 | -1 | 8 | 0 | 0
9 | 0 | 0 | 0 | 0 | 0 | 0 | 1.03 | 0 | 2.2211 | 0 | 0 | 0 | 0 | 0 | 0 | 0 | 0 | 2.2211 | 0 | 0 | 0 | 0 | 0 | -1 | 9 | 0 | 0
10 | 0 | 0 | 0 | 0 | 0 | 0 | 1.03 | 0 | 2.3988 | 0 | 0 | 0 | 0 | 0 | 0 | 0 | 0 | 2.3988 | 0 | 0 | 0 | 0 | 0 | -1 | 10 | 0 | 0
11 | 0 | 0 | 0 | 0 | 0 | 0 | 1.03 | 0 | 2.5907 | 0 | 0 | 0 | 0 | 0 | 0 | 0 | 0 | 2.5907 | 0 | 0 | 0 | 0 | 0 | -1 | 11 | 0 | 0
12 | 0 | 0 | 0 | 0 | 0 | 0 | 1.03 | 0 | 2.798 | 0 | 0 | 0 | 0 | 0 | 0 | 0 | 0 | 2.798 | 0 | 0 | 0 | 0 | 0 | -1 | 12 | 0 | 0
13 | 0 | 0 | 0 | 0 | 0 | 0 | 1.03 | 0 | 3.0218 | 0 | 0 | 0 | 0 | 0 | 0 | 0 | 0 | 3.0218 | 0 | 0 | 0 | 0 | 0 | -1 | 13 | 0 | 0
14 | 0 | 0 | 0 | 0 | 0 | 0 | 1.03 | 0 | 3.2635 | 0 | 0 | 0 | 0 | 0 | 0 | 0 | 0 | 3.2635 | 0 | 0 | 0 | 0 | 0 | -1 | 14 | 0 | 0
15 | 0 | 0 | 0 | 0 | 0 | 0 | 1.03 | 0 | 3.5246 | 0 | 0 | 0 | 0 | 0 | 0 | 0 | 0 | 3.5246 | 0 | 0 | 0 | 0 | 0 | -1 | 15 | 0 | 0
16 | 0 | 0 | 0 | 0 | 0 | 0 | 1.03 | 0 | 3.8066 | 0 | 0 | 0 | 0 | 0 | 0 | 0 | 0 | 3.8066 | 0 | 0 | 0 | 0 | 0 | -1 | 16 | 0 | 0
17 | 0 | 0 | 0 | 0 | 0 | 0 | 1.03 | 0 | 4.1111 | 0 | 0 | 0 | 0 | 0 | 0 | 0 | 0 | 4.1111 | 0 | 0 | 0 | 0 | 0 | -1 | 17 | 0 | 0
18 | 0 | 0 | 0 | 0 | 0 | 0 | 1.03 | 0 | 4.44 | 0 | 0 | 0 | 0 | 0 | 0 | 0 | 0 | 4.44 | 0 | 0 | 0 | 0 | 0 | -1 | 18 | 0 | 0
19 | 0 | 0 | 0 | 0 | 0 | 0 | 1.03 | 0 | 4.7952 | 0 | 0 | 0 | 0 | 0 | 0 | 0 | 0 | 4.7952 | 0 | 0 | 0 | 0 | 0 | -1 | 19 | 0 | 0
20 | 0 | 0 | 0 | 0 | 0 | 0 | 1.03 | 0 | 5.1788 | 0 | 0 | 0 | 0 | 0 | 0 | 0 | 0 | 5.1788 | 0 | 0 | 0 | 0 | 0 | -1 | 20 | 0 | 0
21 | 0 | 0 | 0 | 0 | 0 | 0 | 1.03 | 0 | 5.5931 | 0 | 0 | 0 | 0 | 0 | 0 | 0 | 0 | 5.5931 | 0 | 0 | 0 | 0 | 0 | -1 | 21 | 0 | 0
22 | 0 | 0 | 0 | 0 | 0 | 0 | 1.03 | 0 | 6.0406 | 0 | 0 | 0 | 0 | 0 | 0 | 0 | 0 | 6.0406 | 0 | 0 | 0 | 0 | 0 | -1 | 22 | 0 | 0
23 | 0 | 0 | 0 | 0 | 0 | 0 | 1.03 | 0 | 6.5238 | 0 | 0 | 0 | 0 | 0 | 0 | 0 | 0 | 6.5238 | 0 | 0 | 0 | 0 | 0 | -1 | 23 | 0 | 0
24 | 0 | 0 | 0 | 0 | 0 | 0 | 1.03 | 0 | 7.0458 | 0 | 0 | 0 | 0 | 0 | 0 | 0 | 0 | 7.0458 | 0 | 0 | 0 | 0 | 0 | -1 | 24 | 0 | 0
25 | 0 | 0 | 0 | 0 | 0 | 0 | 1.03 | 0 | 7.6094 | 0 | 0 | 0 | 0 | 0 | 0 | 0 | 0 | 7.6094 | 0 | 0 | 0 | 0 | 0 | -1 | 25 | 0 | 0
26 | 0 | 0 | 0 | 0 | 0 | 0 | 1.03 | 0 | 8.2182 | 0 | 0 | 0 | 0 | 0 | 0 | 0 | 0 | 8.2182 | 0 | 0 | 0 | 0 | 0 | -1 | 26 | 0 | 0
27 | 0 | 0 | 0 | 0 | 0 | 0 | 1.03 | 0 | 8.8756 | 0 | 0 | 0 | 0 | 0 | 0 | 0 | 0 | 8.8756 | 0 | 0 | 0 | 0 | 0 | -1 | 27 | 0 | 0
28 | 0 | 0 | 0 | 0 | 0 | 0 | 1.03 | 0 | 9.5857 | 0 | 0 | 0 | 0 | 0 | 0 | 0 | 0 | 9.5857 | 0 | 0 | 0 | 0 | 0 | -1 | 28 | 0 | 0
29 | 0 | 0 | 0 | 0 | 0 | 0 | 1.03 | 0 | 10.3525 | 0 | 0 | 0 | 0 | 0 | 0 | 0 | 0 | 10.3525 | 0 | 0 | 0 | 0 | 0 | -1 | 29 | 0 | 0
30 | 0 | 0 | 0 | 0 | 0 | 0 | 1.03 | 0 | 11.1807 | 0 | 0 | 0 | 0 | 0 | 0 | 0 | 0 | 11.1807 | 0 | 0 | 0 | 0 | 0 | -1 | 30 | 0 | 0
Replacement Nine Calculations
| Replacement Nine Row: Old Tech |  |  | 22 | [6 empty] | Replacement Nine Row: New Tech |  |  | 37
| Old Technology |  | No of Units to be Replaced | Watts | Annual Operating Hours | Capital Cost (R/unit) |  |  | Installation Cost (R/unit) | Bulk Fixture Replacement Needed Every X Years? | New Technology |  | No of Units to be Replaced | Watts | Annual Operating Hours | Capital Cost (R/unit) |  | Installation Cost (R/unit) | Bulk Fixture Replacement Needed Every X Years?
| 0 |  | 0 | 0 | 0 | 0 |  |  | 0 | 0 | 0 |  | 0 | 0 | 0 | 0 |  | 0 | 0
| Old Technology Costs | [9 empty] | New Technology Costs | [8 empty] | Savings
Years | Cost if Replacement Required | Bulk Fixture Replacement Needed Every X Years? | Replacement Calc | Replacement Required? | Replacement Costs | Annual kwH Usage | C02 kg per kWh | C02 emissions kgs | Tariff | Annual Electricity Charge of Old Tech | Cost if Replacement Required | Bulk Fixture Replacement Needed Every X Years? | Replacement Calc | Replacement Required? | Replacement Costs | Annual kwH Usage | C02 emissions kgs | Tariff | Annual Electricity Charge of New Tech | Annual Savings Replacement Cost | Annual Savings Electricity | Total Annual Savings | Cumulative Savings | PayBack Test | Years | Cumulative Savings | Emissions Savings in Kgs
1 | 0 | 0 | 1 | 1 | 0 | 0 | 1.03 | 0 | 1.2 | 0 | 0 | 0 | 1 | 1 | 0 | 0 | 0 | 1.2 | 0 | 0 | 0 | 0 | 0 | 1 | 1 | 0 | 0 | Please note that line 1 & 2 are different
2 | 0 | 0 | 0 | 0 | 0 | 0 | 1.03 | 0 | 1.296 | 0 | 0 | 0 | 0 | 0 | 0 | 0 | 0 | 1.296 | 0 | 0 | 0 | 0 | 0 | -1 | 2 | 0 | 0
3 | 0 | 0 | 0 | 0 | 0 | 0 | 1.03 | 0 | 1.3997 | 0 | 0 | 0 | 0 | 0 | 0 | 0 | 0 | 1.3997 | 0 | 0 | 0 | 0 | 0 | -1 | 3 | 0 | 0
4 | 0 | 0 | 0 | 0 | 0 | 0 | 1.03 | 0 | 1.5117 | 0 | 0 | 0 | 0 | 0 | 0 | 0 | 0 | 1.5117 | 0 | 0 | 0 | 0 | 0 | -1 | 4 | 0 | 0
5 | 0 | 0 | 0 | 0 | 0 | 0 | 1.03 | 0 | 1.6326 | 0 | 0 | 0 | 0 | 0 | 0 | 0 | 0 | 1.6326 | 0 | 0 | 0 | 0 | 0 | -1 | 5 | 0 | 0
6 | 0 | 0 | 0 | 0 | 0 | 0 | 1.03 | 0 | 1.7632 | 0 | 0 | 0 | 0 | 0 | 0 | 0 | 0 | 1.7632 | 0 | 0 | 0 | 0 | 0 | -1 | 6 | 0 | 0
7 | 0 | 0 | 0 | 0 | 0 | 0 | 1.03 | 0 | 1.9042 | 0 | 0 | 0 | 0 | 0 | 0 | 0 | 0 | 1.9042 | 0 | 0 | 0 | 0 | 0 | -1 | 7 | 0 | 0
8 | 0 | 0 | 0 | 0 | 0 | 0 | 1.03 | 0 | 2.0566 | 0 | 0 | 0 | 0 | 0 | 0 | 0 | 0 | 2.0566 | 0 | 0 | 0 | 0 | 0 | -1 | 8 | 0 | 0
9 | 0 | 0 | 0 | 0 | 0 | 0 | 1.03 | 0 | 2.2211 | 0 | 0 | 0 | 0 | 0 | 0 | 0 | 0 | 2.2211 | 0 | 0 | 0 | 0 | 0 | -1 | 9 | 0 | 0
10 | 0 | 0 | 0 | 0 | 0 | 0 | 1.03 | 0 | 2.3988 | 0 | 0 | 0 | 0 | 0 | 0 | 0 | 0 | 2.3988 | 0 | 0 | 0 | 0 | 0 | -1 | 10 | 0 | 0
11 | 0 | 0 | 0 | 0 | 0 | 0 | 1.03 | 0 | 2.5907 | 0 | 0 | 0 | 0 | 0 | 0 | 0 | 0 | 2.5907 | 0 | 0 | 0 | 0 | 0 | -1 | 11 | 0 | 0
12 | 0 | 0 | 0 | 0 | 0 | 0 | 1.03 | 0 | 2.798 | 0 | 0 | 0 | 0 | 0 | 0 | 0 | 0 | 2.798 | 0 | 0 | 0 | 0 | 0 | -1 | 12 | 0 | 0
13 | 0 | 0 | 0 | 0 | 0 | 0 | 1.03 | 0 | 3.0218 | 0 | 0 | 0 | 0 | 0 | 0 | 0 | 0 | 3.0218 | 0 | 0 | 0 | 0 | 0 | -1 | 13 | 0 | 0
14 | 0 | 0 | 0 | 0 | 0 | 0 | 1.03 | 0 | 3.2635 | 0 | 0 | 0 | 0 | 0 | 0 | 0 | 0 | 3.2635 | 0 | 0 | 0 | 0 | 0 | -1 | 14 | 0 | 0
15 | 0 | 0 | 0 | 0 | 0 | 0 | 1.03 | 0 | 3.5246 | 0 | 0 | 0 | 0 | 0 | 0 | 0 | 0 | 3.5246 | 0 | 0 | 0 | 0 | 0 | -1 | 15 | 0 | 0
16 | 0 | 0 | 0 | 0 | 0 | 0 | 1.03 | 0 | 3.8066 | 0 | 0 | 0 | 0 | 0 | 0 | 0 | 0 | 3.8066 | 0 | 0 | 0 | 0 | 0 | -1 | 16 | 0 | 0
17 | 0 | 0 | 0 | 0 | 0 | 0 | 1.03 | 0 | 4.1111 | 0 | 0 | 0 | 0 | 0 | 0 | 0 | 0 | 4.1111 | 0 | 0 | 0 | 0 | 0 | -1 | 17 | 0 | 0
18 | 0 | 0 | 0 | 0 | 0 | 0 | 1.03 | 0 | 4.44 | 0 | 0 | 0 | 0 | 0 | 0 | 0 | 0 | 4.44 | 0 | 0 | 0 | 0 | 0 | -1 | 18 | 0 | 0
19 | 0 | 0 | 0 | 0 | 0 | 0 | 1.03 | 0 | 4.7952 | 0 | 0 | 0 | 0 | 0 | 0 | 0 | 0 | 4.7952 | 0 | 0 | 0 | 0 | 0 | -1 | 19 | 0 | 0
20 | 0 | 0 | 0 | 0 | 0 | 0 | 1.03 | 0 | 5.1788 | 0 | 0 | 0 | 0 | 0 | 0 | 0 | 0 | 5.1788 | 0 | 0 | 0 | 0 | 0 | -1 | 20 | 0 | 0
21 | 0 | 0 | 0 | 0 | 0 | 0 | 1.03 | 0 | 5.5931 | 0 | 0 | 0 | 0 | 0 | 0 | 0 | 0 | 5.5931 | 0 | 0 | 0 | 0 | 0 | -1 | 21 | 0 | 0
22 | 0 | 0 | 0 | 0 | 0 | 0 | 1.03 | 0 | 6.0406 | 0 | 0 | 0 | 0 | 0 | 0 | 0 | 0 | 6.0406 | 0 | 0 | 0 | 0 | 0 | -1 | 22 | 0 | 0
23 | 0 | 0 | 0 | 0 | 0 | 0 | 1.03 | 0 | 6.5238 | 0 | 0 | 0 | 0 | 0 | 0 | 0 | 0 | 6.5238 | 0 | 0 | 0 | 0 | 0 | -1 | 23 | 0 | 0
24 | 0 | 0 | 0 | 0 | 0 | 0 | 1.03 | 0 | 7.0458 | 0 | 0 | 0 | 0 | 0 | 0 | 0 | 0 | 7.0458 | 0 | 0 | 0 | 0 | 0 | -1 | 24 | 0 | 0
25 | 0 | 0 | 0 | 0 | 0 | 0 | 1.03 | 0 | 7.6094 | 0 | 0 | 0 | 0 | 0 | 0 | 0 | 0 | 7.6094 | 0 | 0 | 0 | 0 | 0 | -1 | 25 | 0 | 0
26 | 0 | 0 | 0 | 0 | 0 | 0 | 1.03 | 0 | 8.2182 | 0 | 0 | 0 | 0 | 0 | 0 | 0 | 0 | 8.2182 | 0 | 0 | 0 | 0 | 0 | -1 | 26 | 0 | 0
27 | 0 | 0 | 0 | 0 | 0 | 0 | 1.03 | 0 | 8.8756 | 0 | 0 | 0 | 0 | 0 | 0 | 0 | 0 | 8.8756 | 0 | 0 | 0 | 0 | 0 | -1 | 27 | 0 | 0
28 | 0 | 0 | 0 | 0 | 0 | 0 | 1.03 | 0 | 9.5857 | 0 | 0 | 0 | 0 | 0 | 0 | 0 | 0 | 9.5857 | 0 | 0 | 0 | 0 | 0 | -1 | 28 | 0 | 0
29 | 0 | 0 | 0 | 0 | 0 | 0 | 1.03 | 0 | 10.3525 | 0 | 0 | 0 | 0 | 0 | 0 | 0 | 0 | 10.3525 | 0 | 0 | 0 | 0 | 0 | -1 | 29 | 0 | 0
30 | 0 | 0 | 0 | 0 | 0 | 0 | 1.03 | 0 | 11.1807 | 0 | 0 | 0 | 0 | 0 | 0 | 0 | 0 | 11.1807 | 0 | 0 | 0 | 0 | 0 | -1 | 30 | 0 | 0
Replacement Ten Calculations
| Replacement Ten Row: Old Tech |  |  | 23 | [6 empty] | Replacement Ten Row: New Tech |  |  | 38
| Old Technology |  | No of Units to be Replaced | Watts | Annual Operating Hours | Capital Cost (R/unit) |  |  | Installation Cost (R/unit) | Bulk Fixture Replacement Needed Every X Years? | New Technology |  | No of Units to be Replaced | Watts | Annual Operating Hours | Capital Cost (R/unit) |  | Installation Cost (R/unit) | Bulk Fixture Replacement Needed Every X Years?
| 0 |  | 0 | 0 | 0 | 0 |  |  | 0 | 0 | 0 |  | 0 | 0 | 0 | 0 |  | 0 | 0
| Old Technology Costs | [9 empty] | New Technology Costs | [8 empty] | Savings
Years | Cost if Replacement Required | Bulk Fixture Replacement Needed Every X Years? | Replacement Calc | Replacement Required? | Replacement Costs | Annual kwH Usage | C02 kg per kWh | C02 emissions kgs | Tariff | Annual Electricity Charge of Old Tech | Cost if Replacement Required | Bulk Fixture Replacement Needed Every X Years? | Replacement Calc | Replacement Required? | Replacement Costs | Annual kwH Usage | C02 emissions kgs | Tariff | Annual Electricity Charge of New Tech | Annual Savings Replacement Cost | Annual Savings Electricity | Total Annual Savings | Cumulative Savings | PayBack Test | Years | Cumulative Savings | Emissions Savings in Kgs
1 | 0 | 0 | 1 | 1 | 0 | 0 | 1.03 | 0 | 1.2 | 0 | 0 | 0 | 1 | 1 | 0 | 0 | 0 | 1.2 | 0 | 0 | 0 | 0 | 0 | 1 | 1 | 0 | 0 | Please note that line 1 & 2 are different
2 | 0 | 0 | 0 | 0 | 0 | 0 | 1.03 | 0 | 1.296 | 0 | 0 | 0 | 0 | 0 | 0 | 0 | 0 | 1.296 | 0 | 0 | 0 | 0 | 0 | -1 | 2 | 0 | 0
3 | 0 | 0 | 0 | 0 | 0 | 0 | 1.03 | 0 | 1.3997 | 0 | 0 | 0 | 0 | 0 | 0 | 0 | 0 | 1.3997 | 0 | 0 | 0 | 0 | 0 | -1 | 3 | 0 | 0
4 | 0 | 0 | 0 | 0 | 0 | 0 | 1.03 | 0 | 1.5117 | 0 | 0 | 0 | 0 | 0 | 0 | 0 | 0 | 1.5117 | 0 | 0 | 0 | 0 | 0 | -1 | 4 | 0 | 0
5 | 0 | 0 | 0 | 0 | 0 | 0 | 1.03 | 0 | 1.6326 | 0 | 0 | 0 | 0 | 0 | 0 | 0 | 0 | 1.6326 | 0 | 0 | 0 | 0 | 0 | -1 | 5 | 0 | 0
6 | 0 | 0 | 0 | 0 | 0 | 0 | 1.03 | 0 | 1.7632 | 0 | 0 | 0 | 0 | 0 | 0 | 0 | 0 | 1.7632 | 0 | 0 | 0 | 0 | 0 | -1 | 6 | 0 | 0
7 | 0 | 0 | 0 | 0 | 0 | 0 | 1.03 | 0 | 1.9042 | 0 | 0 | 0 | 0 | 0 | 0 | 0 | 0 | 1.9042 | 0 | 0 | 0 | 0 | 0 | -1 | 7 | 0 | 0
8 | 0 | 0 | 0 | 0 | 0 | 0 | 1.03 | 0 | 2.0566 | 0 | 0 | 0 | 0 | 0 | 0 | 0 | 0 | 2.0566 | 0 | 0 | 0 | 0 | 0 | -1 | 8 | 0 | 0
9 | 0 | 0 | 0 | 0 | 0 | 0 | 1.03 | 0 | 2.2211 | 0 | 0 | 0 | 0 | 0 | 0 | 0 | 0 | 2.2211 | 0 | 0 | 0 | 0 | 0 | -1 | 9 | 0 | 0
10 | 0 | 0 | 0 | 0 | 0 | 0 | 1.03 | 0 | 2.3988 | 0 | 0 | 0 | 0 | 0 | 0 | 0 | 0 | 2.3988 | 0 | 0 | 0 | 0 | 0 | -1 | 10 | 0 | 0
11 | 0 | 0 | 0 | 0 | 0 | 0 | 1.03 | 0 | 2.5907 | 0 | 0 | 0 | 0 | 0 | 0 | 0 | 0 | 2.5907 | 0 | 0 | 0 | 0 | 0 | -1 | 11 | 0 | 0
12 | 0 | 0 | 0 | 0 | 0 | 0 | 1.03 | 0 | 2.798 | 0 | 0 | 0 | 0 | 0 | 0 | 0 | 0 | 2.798 | 0 | 0 | 0 | 0 | 0 | -1 | 12 | 0 | 0
13 | 0 | 0 | 0 | 0 | 0 | 0 | 1.03 | 0 | 3.0218 | 0 | 0 | 0 | 0 | 0 | 0 | 0 | 0 | 3.0218 | 0 | 0 | 0 | 0 | 0 | -1 | 13 | 0 | 0
14 | 0 | 0 | 0 | 0 | 0 | 0 | 1.03 | 0 | 3.2635 | 0 | 0 | 0 | 0 | 0 | 0 | 0 | 0 | 3.2635 | 0 | 0 | 0 | 0 | 0 | -1 | 14 | 0 | 0
15 | 0 | 0 | 0 | 0 | 0 | 0 | 1.03 | 0 | 3.5246 | 0 | 0 | 0 | 0 | 0 | 0 | 0 | 0 | 3.5246 | 0 | 0 | 0 | 0 | 0 | -1 | 15 | 0 | 0
16 | 0 | 0 | 0 | 0 | 0 | 0 | 1.03 | 0 | 3.8066 | 0 | 0 | 0 | 0 | 0 | 0 | 0 | 0 | 3.8066 | 0 | 0 | 0 | 0 | 0 | -1 | 16 | 0 | 0
17 | 0 | 0 | 0 | 0 | 0 | 0 | 1.03 | 0 | 4.1111 | 0 | 0 | 0 | 0 | 0 | 0 | 0 | 0 | 4.1111 | 0 | 0 | 0 | 0 | 0 | -1 | 17 | 0 | 0
18 | 0 | 0 | 0 | 0 | 0 | 0 | 1.03 | 0 | 4.44 | 0 | 0 | 0 | 0 | 0 | 0 | 0 | 0 | 4.44 | 0 | 0 | 0 | 0 | 0 | -1 | 18 | 0 | 0
19 | 0 | 0 | 0 | 0 | 0 | 0 | 1.03 | 0 | 4.7952 | 0 | 0 | 0 | 0 | 0 | 0 | 0 | 0 | 4.7952 | 0 | 0 | 0 | 0 | 0 | -1 | 19 | 0 | 0
20 | 0 | 0 | 0 | 0 | 0 | 0 | 1.03 | 0 | 5.1788 | 0 | 0 | 0 | 0 | 0 | 0 | 0 | 0 | 5.1788 | 0 | 0 | 0 | 0 | 0 | -1 | 20 | 0 | 0
21 | 0 | 0 | 0 | 0 | 0 | 0 | 1.03 | 0 | 5.5931 | 0 | 0 | 0 | 0 | 0 | 0 | 0 | 0 | 5.5931 | 0 | 0 | 0 | 0 | 0 | -1 | 21 | 0 | 0
22 | 0 | 0 | 0 | 0 | 0 | 0 | 1.03 | 0 | 6.0406 | 0 | 0 | 0 | 0 | 0 | 0 | 0 | 0 | 6.0406 | 0 | 0 | 0 | 0 | 0 | -1 | 22 | 0 | 0
23 | 0 | 0 | 0 | 0 | 0 | 0 | 1.03 | 0 | 6.5238 | 0 | 0 | 0 | 0 | 0 | 0 | 0 | 0 | 6.5238 | 0 | 0 | 0 | 0 | 0 | -1 | 23 | 0 | 0
24 | 0 | 0 | 0 | 0 | 0 | 0 | 1.03 | 0 | 7.0458 | 0 | 0 | 0 | 0 | 0 | 0 | 0 | 0 | 7.0458 | 0 | 0 | 0 | 0 | 0 | -1 | 24 | 0 | 0
25 | 0 | 0 | 0 | 0 | 0 | 0 | 1.03 | 0 | 7.6094 | 0 | 0 | 0 | 0 | 0 | 0 | 0 | 0 | 7.6094 | 0 | 0 | 0 | 0 | 0 | -1 | 25 | 0 | 0
26 | 0 | 0 | 0 | 0 | 0 | 0 | 1.03 | 0 | 8.2182 | 0 | 0 | 0 | 0 | 0 | 0 | 0 | 0 | 8.2182 | 0 | 0 | 0 | 0 | 0 | -1 | 26 | 0 | 0
27 | 0 | 0 | 0 | 0 | 0 | 0 | 1.03 | 0 | 8.8756 | 0 | 0 | 0 | 0 | 0 | 0 | 0 | 0 | 8.8756 | 0 | 0 | 0 | 0 | 0 | -1 | 27 | 0 | 0
28 | 0 | 0 | 0 | 0 | 0 | 0 | 1.03 | 0 | 9.5857 | 0 | 0 | 0 | 0 | 0 | 0 | 0 | 0 | 9.5857 | 0 | 0 | 0 | 0 | 0 | -1 | 28 | 0 | 0
29 | 0 | 0 | 0 | 0 | 0 | 0 | 1.03 | 0 | 10.3525 | 0 | 0 | 0 | 0 | 0 | 0 | 0 | 0 | 10.3525 | 0 | 0 | 0 | 0 | 0 | -1 | 29 | 0 | 0
30 | 0 | 0 | 0 | 0 | 0 | 0 | 1.03 | 0 | 11.1807 | 0 | 0 | 0 | 0 | 0 | 0 | 0 | 0 | 11.1807 | 0 | 0 | 0 | 0 | 0 | -1 | 30 | 0 | 0

## Formulas (hidden)
Row Numbers | Old Technology | New Technology | Year 1 | Year 20 | Year 30 | Replacement Range | Old Baseline KwH | New Baseline KwH | Old Baseline C02 | New Baseline C02
Replacement One | 14 | 29 | 48 | 67 | 77 | Calculations!Q48:Q67 | Calculations!H48 | Calculations!R67 | Calculations!J48 | Calculations!S67
Replacement Two | 15 | 30 | 88 | 107 | 117 | Calculations!Q88:Q107 | Calculations!H88 | Calculations!R107 | Calculations!J88 | Calculations!S107
Replacement Three | 16 | 31 | 128 | 147 | 157 | Calculations!Q128:Q147 | Calculations!H128 | Calculations!R147 | Calculations!J128 | Calculations!S147
Replacement Four | 17 | 32 | 168 | 187 | 197 | Calculations!Q168:Q187 | Calculations!H168 | Calculations!R187 | Calculations!J168 | Calculations!S187
Replacement Five | 18 | 33 | 208 | 227 | 237 | Calculations!Q208:Q227 | Calculations!H208 | Calculations!R227 | Calculations!J208 | Calculations!S227
Replacement Six | 19 | 34 | 248 | 267 | 277 | Calculations!Q248:Q267 | Calculations!H248 | Calculations!R267 | Calculations!J248 | Calculations!S267
Replacement Seven | 20 | 35 | 288 | 307 | 317 | Calculations!Q288:Q307 | Calculations!H288 | Calculations!R307 | Calculations!J288 | Calculations!S307
Replacement Eight | 21 | 36 | 328 | 347 | 357 | Calculations!Q328:Q347 | Calculations!H328 | Calculations!R347 | Calculations!J328 | Calculations!S347
Replacement Nine | 22 | 37 | 368 | 387 | 397 | Calculations!Q368:Q387 | Calculations!H368 | Calculations!R387 | Calculations!J368 | Calculations!S387
Replacement Ten | 23 | 38 | 408 | 427 | 437 | Calculations!Q408:Q427 | Calculations!H408 | Calculations!R427 | Calculations!J408 | Calculations!S427